## Face Sheet
State of California
Department of Consumer Affairs
January 2026
DIRECTORY OF
CERTIFIED
INSULATION
MATERIALS
Sorted By
TYPE
and
MANUFACTURER
Bureau of Household Goods And Services
Gavin Newsom, Governor
State of California
Christine Lally, Acting Director
Department of Consumer Affairs
Claire Goldstene, Deputy Bureau Chief
Bureau of Household Goods and Services
bhgs.dca.ca.gov

## Foreword
FOREWORD
California law states that every insulation manufacturer who sells insulation material in California shall hold an insulation manufacturing license issued by the California Department of Consumer Affairs' Bureau of Household Goods and Services (California Business & Professions Code Section (BPC) § 19059.7). In addition, the law states that all insulation sold and installed in California must be certified to be in compliance with California insulation quality standards (BPC § 19165).
The current standards cover 11 types of insulation frequently used in the ceilings, walls, and floors of homes and buildings. Insulation must meet standards for resistance to heat flow (R-value), fire safety, corrosion and fungi resistance; for changes in size, odor, pliability, settling, bond strength and deflection; and for separation by air movement, when appropriate. California law (BPC § 19165) mandates that the Bureau of Household Goods and Services periodically publish and update a DIRECTORY OF CERTIFIED INSULATION MATERIALS, which lists insulation materials certified by the bureau, on the basis of approved laboratory tests, that are in compliance with state law. This directory of insulation materials describes the material and its application, and states the R-value of the material. Although the directory is intended to include all certified material, some materials may have been certified or decertified after the directory was published. The Bureau of Household Goods and Services maintains an up-to-date list of certified insulation materials.
The primary function of the Bureau’s quality standards program is to protect consumers by ensuring that:
· claims for product efficiency, properties, and performance are accurate;
· insulation materials are truthfully labeled;
· insulation materials are fire-retardant and safe to use; and
· only certified insulation is sold or installed in California.
If you have any complaints or concerns, please contact the Bureau of Household Goods and Services at (916) 999-2041 or you may e-mail us at: BHGS,Directory@dca.ca.gov.
The bureau inspects the products of manufacturers, distributors, installers, and retailers to determine their compliance with the insulation quality standards. The bureau also conducts independent performance tests of insulation materials sold in the state to assure continued compliance with the quality standards.
INTRODUCTION
This directory identifies insulation materials that have been certified as complying with the regulations enforced by the Bureau.
REGULATIONS
The text of the regulations can be found in the California Code of Regulations, Title 24, Part 12, Chapter 12-13. All manufacturers of insulation materials covered by these regulations that have not been certified as complying with the standards, may not market their materials for installation in California. Any person selling uncertified insulation for installation in California violates state law.
RECENT CERTIFICATIONS
To determine if an insulation material has been certified or decertified after this directory was published, contact the Bureau of Household Goods and Services (BHGS) at (916) 999-2041 or you may e-mail us at homeproducts@dca.ca.gov. Mailing address: 4244 South Market Court, Suite D, Sacramento, CA 95834-1243.
OBTAINING DOCUMENTS
Copies of the directory and current regulations are available online from the following links:
Link to directory:
https://bhgs.dca.ca.gov/consumers/ti_directory.pdf
Insulation laws and regulations:
https://bhgs.dca.ca.gov/laws/insulation_regs.pdf
The regulations are also available on the Building Standards Commission's website at:
https://www.dgs.ca.gov/BSC/Codes
EXPLANATION OF INFORMATION IN THE DIRECTORY
The following information is included in this directory:
1. Form
Insulation materials are divided into six physical forms: blanket, board, foil, foam and spray, rigid stock, and loose fill. The kind of insulating material marketed in each form is also indicated.
2. Manufacturer and Brand Name
Under each form and kind of insulating material, products are listed in alphabetical order by manufacturer and brand name.
3. Material, Type, Facings
Products are then listed by material and by construction type (whether the product is all one material or contains two or more materials). If a facing is attached to the material, the type of facing is indicated.
4. Primary Use, Usage Exposure, Vapor Barrier
The primary (most frequent) use of the products is stated by the manufacturer. If a product is designed to be fire-resistant when the product is left uncovered, this is indicated in the "Designed for Exposed Applications?" column. If a product is designed to resist moisture, this is indicated in the "Acts as vapor barrier?" column.
5. Labeled Product Thickness
Labeled product thickness is given in decimal inches for boards, battings, and blankets. Manufacturers producing insulation products with the same identification and description in increments of thickness of at least 1/4 inch may also produce thicknesses less than 1/4 inch, on special order, as products certified by the Bureau.
6. Labeled Thermal Performance
The thermal performance, as labeled on the product and supported by test results, and any lowered R-value, is stated. Thermal performance of building insulations is stated in R-value. Other insulations use K-, C-, or R-values, as appropriate. For loose-fill insulation, spray-applied insulation, field-applied foam, and foam block, thermal performance is shown per inch.
R-value is a measure of insulation effectiveness. The higher the R-value, the higher the insulation effectiveness. R-value also represents resistance to heat flow and can be expressed mathematically as the reciprocal of the U-value. The U-value is the amount of heat in BTUs which moves through a square foot of material for each degree F of temperature difference.
K-value, or conductivity, is the U-value of a material per inch.
C-value, or conductance, is the U-value of the entire thickness of the material.
BTU means British Thermal Unit; a unit of heat equal to the amount of heat required to raise one pound of water one-degree Fahrenheit at one atmosphere pressure or the approximate amount of heat given off by the burning of a wooden match.

## Instructions
This directory is formatted to be able to find a product directly by Manufacturer name and product type.
Click on the Red Tab labeled MFG List to identify the manufacturer and product category (if more than one product), then click on the Manufacturer and the link will take you to the top of the listing for that product under that category.
If you choose to go to a particular type of Insulation (e.g., Blanket, Board), the Manufacturers and products are listed in product type order, then Manufacturer's name order. You can use the 'Find' function of Excel (CTRL-F) to navigate to certain information. Tabs are located at the bottom of the Workbook for each type of Insulation, click on the appropriate tab for the type of insulation you wish to review.
The Brand Code for each Manufacturer is listed on the left of the spreadsheet. Moving the cursor over the brand code brings up a comment box that gives you the full brand code name.
If you have any questions about using this directory, please contact the Bureau of Household Goods and Services at (916) 999-2041 or you may e-mail us at: BHGS.Directory@dca.ca.gov.

## MFG List
Manufacturer | Insulation Type | License Number
Amrize Building Envelope LLC | Polyisocyanurate Board | T 1545
Amrize Building Envelope LLC | Polyurethane Spray or Field Applied | T 1558
Applegate Greenfiber Aquisition, LLC | Cellulose Fiber Loose Fill | T 1548
Applegate Greenfiber Aquisition, LLC | Cellulose Fiber Spray or Field Applied | T 1548
Atlas Molded Products | Polystyrene Board | T 1472
Atlas Roofing Corporation | Polyisocyanurate Board | T 1231
BASF Corporation | Polystyrene Board | T 1533
BASF Corporation | Polyurethane Spray or Field Applied | T 1153
BASF Corporation (Spray-Applied PUF) | Polyurethane Spray or Field Applied | T 1423
Carlisle Coatings and Waterproofing | Polyisocyanurate Board | T 1501
Carlisle Spray Foam Insulation | Polyurethane Spray or Field Applied | T 1513
Carlisle Syntec Inc | Polyisocyanurate Board | T 1418
Certainteed Corporation | Mineral Fiber Blanket | T 1023
Certainteed Corporation | Mineral Fiber Board | T 1023
Certainteed Corporation | Mineral Fiber Loose Fill | T 1023
Certainteed Corporation | Mineral Fiber Water Heater Kits, Duct & Pipe Wrap | T 1023
Covertech Flexible Packaging A Division of Balcan Innovation Inc | Reflective Foil | T 1354
Covertech Flexible Packaging A Division of Balcan Innovation Inc | Radiant Barrier | T 1354
Creative Polymer Solutions, LLC. | Polyurethane Spray or Field Applied | T 1549
DAP Global Inc. | Polyurethane Spray or Field Applied | T 1343
Duna USA Inc. | Polyisocyanurate Rigid Stock | T 1476
DuPont de Nemours | Polyisocyanurate Board | T 1534
DuPont de Nemours | Polystyrene Board | T 1535
DuPont de Nemours | Polystyrene Rigid Stock | T 1535
DuPont de Nemours | Polyurethane Spray or Field Applied | T 1536
Environmentally Safe Products Inc. | Reflective Foil | T 1281
Fi-Foil Company Inc. | Reflective Foil | T 1390
Fi-Foil Company Inc. | Radiant Barrier | T 1390
Firestable Insulation Company | Polyurethane Spray or Field Applied | T 1560
Franklin International | Polyurethane Spray or Field Applied | T 1525
GAF Materials Corp | Polyisocyanurate Board | T 1454
General Coatings Manufacturing Corporation | Polyurethane Spray or Field Applied | T 1491
Green Shield Products, LLC. | Polyurethane Spray or Field Applied | T 1552
Henry A Carlisle Company | Cellulose Fiber Blanket | T 1554
Henry A Carlisle Company | Polyurethane Spray or Field Applied | T 1228
Hunter Panels | Polyisocyanurate Board | T 1420
Huntsman Building Solutions USA LLC | Polyurethane Spray or Field Applied | T 1499
ICC Acquisitions Corporation | Cellulose Fiber Spray or Field Applied | T 1551
ICP Building Solutions Group | Polyurethane Spray or Field Applied | T 1540
Innovative Insulation Inc. | Reflective Foil | T 1408
Innovative Insulation Inc. | Radiant Barrier | T 1408
Insulfoam | Polystyrene Board | T 1482
Insul-Quilts, Inc. | Mineral Fiber Blanket | T 1175
Insul-Quilts, Inc. | Radiant Barrier | T 1522
Insul-Therm International Inc. | Mineral Fiber Blanket | T 1245
International Insulation Products | Radiant Barrier | T 1512
International Insulation Products | Reflective Foil | T 1512
Johns Manville | Polyisocyanurate Rigid Stock | T 1341
Johns Manville | Mineral Aggregate Board | T 1288
Johns Manville | Mineral Fiber Blanket | T 1039
Johns Manville | Mineral Fiber Board | T 1039
Johns Manville | Mineral Fiber Loose Fill | T 1039
Johns Manville | Mineral Fiber Spray or Field Applied | T 1039
Johns Manville | Mineral Fiber Water Heater Kits, Duct & Pipe Wrap | T 1039
Johns Manville | Polyisocyanurate Board | T 1341
Johns Manville | Polyisocyanurate Water Heater Kits, Duct & Pipe Wrap | T 1341
Johns Manville | Polyurethane Spray or Field Applied | T 1468
Kingspan Insulation LLC | Polystyrene Board | T 1506
Kingspan Insulation LLC | Polyisocyanurate Board | T 1538
Kingspan Insulation LLC | Polyisocyanurate Rigid Stock | T 1538
Knauf Insulation | Mineral Fiber Blanket | T 1002
Knauf Insulation | Mineral Fiber Board | T 1002
Knauf Insulation | Mineral Fiber Loose Fill | T 1002
Knauf Insulation | Mineral Fiber Water Heater Kits, Duct & Pipe Wrap | T 1002
Lamtec Corporation | Radiant Barrier | T 1489
M-D Building Products Inc. | Mineral Fiber Water Heater Kits, Duct & Pipe Wrap | T 1120
M-D Building Products Inc. | Reflective Foil | T 1120
Mountain Fiber Insulation Inc. | Cellulose Fiber Loose Fill | T 1405
Mountain Fiber Insulation Inc. | Cellulose Fiber Spray or Field Applied | T 1405
Natural Polymers LLC | Polyurethane Spray or Field Applied | T 1539
NCFI Polyurethanes | Polyurethane Spray or Field Applied | T 1401
Owens Corning Foam Insulation LLC | Polystyrene Board | T 1427
Owens Corning Insulating Systems LLC | Mineral Fiber Blanket | T 1428
Owens Corning Insulating Systems LLC | Mineral Fiber Board | T 1428
Owens Corning Insulating Systems LLC | Mineral Fiber Loose Fill | T 1428
Owens Corning Insulating Systems LLC | Mineral Fiber Water Heater Kits, Duct & Pipe Wrap | T 1428
Pittsburgh Corning Corporation | Cellular Glass Board | T 1036
Poliestireno Alfa Gamma S.A. de C.V. | Polystyrene Board | T 1470
Polyglass USA | Polyisocyanurate Board | T 1529
Polyglass USA | Polyurethane Spray or Field Applied | T 1529
Premier Building Systems | Polystyrene Board | T 1563
Quadrant Performance Materials, LLC | Polyurethane Spray or Field Applied | T 1553
Reflectix, Inc. | Reflective Foil | T 1543
Resisto | Reflective Foil | T 1469
Rhino Linings Corporation | Polyurethane Spray or Field Applied | T 1490
RMAX | Polyisocyanurate Board | T 1523
Rockwool | Mineral Fiber Blanket | T 1360
Rockwool | Mineral Fiber Board | T 1360
Service Partners LLC | Radiant Barrier | T 1516
Silvercote | Mineral Fiber Blanket | T 1557
Silvercote | Mineral Fiber Water Heater Kits, Duct & Pipe Wrap | T 1557
Siplast Inc. | Polystyrene Board | T 1320
Soudal Accumetric | Polyurethane Spray or Field Applied | T 1542
SWD Urethane Company | Polyurethane Spray or Field Applied | T 1031
Thermafiber Inc. | Mineral Fiber Board | T 1437
Tiger Foam Insulation | Polyurethane Spray or Field Applied | T 1528
Versico Inc. | Polyisocyanurate Board | T 1419

## Blanket
BHGS - THERMAL INSULATION DIRECTORY BLANKET INSULATION MANUFACTURERS/PRIVATE LABELS
Brand Code* | Product ID | Material | Type | Facing | Primary Use | Designed for Exposed Applica-tions? | Acts as a Vapor Retarder? (Class I / II) | Labeled Product Thickness Inches | Labeled Thermal Perfor-mance | R, K or C Value
Cellulose Fiber Blanket
Henry A Carlisle Company - T 1554 |  |  |  | Updated 12/01/2025
UTT | ULTRATOUCHR13 | CELLULOSE | SINGLE MATERIAL | NONE | CLG WALL FLR | YES | NO | 3.5 | 13 | R
UTT | ULTRATOUCHR19 | CELLULOSE | SINGLE MATERIAL | NONE | CLG WALL FLR | YES | NO | 5.5 | 19 | R
* DESCRIPTION OF BRAND CODES:
UTT = ULTRATOUCH
Mineral Fiber Blanket
Certainteed Corporation - T 1023 |  |  |  | Updated 12/22/2025
CT | ACOUSTABLANKET | FIBERGLASS | SINGLE MATERIAL | OTHER | CLG WALL | YES | NO | 1 | 4.2 | R
CT | ACOUSTABLANKET | FIBERGLASS | SINGLE MATERIAL | OTHER | CLG WALL | YES | NO | 1.5 | 6.3 | R
CT | ACOUSTABLANKET | FIBERGLASS | SINGLE MATERIAL | OTHER | CLG WALL | YES | NO | 2 | 8.3 | R
CT | SUSTAINABLE INSULATION CERTAPRO KRAFT | FIBERGLASS | KRAFT FCD SGL MATERIAL | PAPER | CLG WALL | NO | NO | 3.5 | 11 | R
CT | SUSTAINABLE INSULATION CERTAPRO KRAFT | FIBERGLASS | KRAFT FCD SGL MATERIAL | PAPER | CLG WALL | NO | NO | 6.25 | 19 | R
CT | SUSTAINABLE INSULATION CERTAPRO | FIBERGLASS | SINGLE MATERIAL | NONE | CLG WALL | YES | NO | 2.5 | 8 | R
CT | SUSTAINABLE INSULATION CERTAPRO | FIBERGLASS | SINGLE MATERIAL | NONE | CLG WALL | YES | NO | 3.5 | 11 | R
CT | SUSTAINABLE INSULATION CERTAPRO | FIBERGLASS | SINGLE MATERIAL | NONE | CLG WALL | YES | NO | 6.25 | 19 | R
CT | SUSTAINABLE INSULATION CERTAPRO | FIBERGLASS | SINGLE MATERIAL | NONE | CLG WALL | YES | NO | 10 | 30 | R
CT | SUSTAINABLE INSULATION FSK | FIBERGLASS | FSK FACED SGL MATERIAL | METAL | CLG WALL | YES | YES | 3.5 | 11 | R
CT | SUSTAINABLE INSULATION FSK | FIBERGLASS | FSK FACED SGL MATERIAL | METAL | CLG WALL | YES | YES | 3.5 | 13 | R
CT | SUSTAINABLE INSULATION CERTAPRO FSK | FIBERGLASS | FSK FACED SGL MATERIAL | METAL | CLG WALL | YES | YES | 6.25 | 19 | R
CT | SUSTAINABLE INSULATION CERTAPRO FSK | FIBERGLASS | FSK FACED SGL MATERIAL | METAL | CLG WALL | YES | YES | 10 | 30 | R
CT | SUSTAINABLE INSULATION CERTAPRO FSK | FIBERGLASS | FSK FACED SGL MATERIAL | METAL | CLG WALL | YES | YES | 12 | 38 | R
CT | SUSTAINABLE INSULATION CERTAPRO KRAFT | FIBERGLASS | KRAFT FCD SGL MATERIAL | PAPER | CLG WALL | NO | YES | 3.5 | 11 | R
CT | SUSTAINABLE INSULATION CERTAPRO KRAFT | FIBERGLASS | KRAFT FCD SGL MATERIAL | PAPER | CLG WALL | NO | YES | 6.25 | 19 | R
CT | METAL BUILDING INSULATION | FIBERGLASS | SINGLE MATERIAL | NONE | CLG WALL FLR | NO | NO | 2 | 6 | R
CT | METAL BUILDING INSULATION | FIBERGLASS | SINGLE MATERIAL | NONE | CLG WALL FLR | NO | NO | 2.5 | 8 | R
CT | METAL BUILDING INSULATION | FIBERGLASS | SINGLE MATERIAL | NONE | CLG WALL FLR | NO | NO | 3.4 | 10 | R
CT | METAL BUILDING INSULATION | FIBERGLASS | SINGLE MATERIAL | NONE | CLG WALL FLR | NO | NO | 3.5 | 12 | R
CT | METAL BUILDING INSULATION | FIBERGLASS | SINGLE MATERIAL | NONE | CLG WALL FLR | NO | NO | 3.7 | 11 | R
CT | METAL BUILDING INSULATION | FIBERGLASS | SINGLE MATERIAL | NONE | CLG WALL FLR | NO | NO | 4.3 | 13 | R
CT | METAL BUILDING INSULATION | FIBERGLASS | SINGLE MATERIAL | NONE | CLG WALL FLR | NO | NO | 5.25 | 16 | R
CT | METAL BUILDING INSULATION | FIBERGLASS | SINGLE MATERIAL | NONE | CLG WALL FLR | NO | NO | 6.3 | 19 | R
CT | METAL BUILDING INSULATION | FIBERGLASS | SINGLE MATERIAL | NONE | CLG WALL FLR | NO | NO | 6.75 | 20 | R
CT | METAL BUILDING INSULATION | FIBERGLASS | SINGLE MATERIAL | NONE | CLG WALL FLR | NO | NO | 6.75 | 21 | R
CT | METAL BUILDING INSULATION | FIBERGLASS | SINGLE MATERIAL | NONE | CLG WALL FLR | NO | NO | 8 | 25 | R
CT | METAL BUILDING INSULATION | FIBERGLASS | SINGLE MATERIAL | NONE | CLG WALL FLR | NO | NO | 9.25 | 30 | R
CT | SPEEDY R BATTS | FIBERGLASS | FACED SINGLE MATERIAL | PAPER | WALL | NO | YES | 3.5 | 13 | R
CT | SPEEDY R BATTS | FIBERGLASS | FACED SINGLE MATERIAL | PAPER | WALL | NO | YES | 3.5 | 15 | R
CT | SPEEDY R BATTS | FIBERGLASS | FACED SINGLE MATERIAL | PAPER | WALL | NO | YES | 5.5 | 21 | R
CT | SPEEDY R BATTS | FIBERGLASS | FACED SINGLE MATERIAL | PAPER | WALL | NO | YES | 6.25 | 19 | R
CT | SPEEDY R BATTS | FIBERGLASS | FACED SINGLE MATERIAL | PAPER | WALL | NO | YES | 5.5 | 23 | R
CT | SUSTAINABLE INSULATION | FIBERGLASS | FACED SINGLE MATERIAL | METAL | CLG WALL FLR | NO | YES | 3.5 | 11 | R
CT | SUSTAINABLE INSULATION | FIBERGLASS | FACED SINGLE MATERIAL | METAL | CLG WALL FLR | NO | YES | 3.5 | 13 | R
CT | SUSTAINABLE INSULATION | FIBERGLASS | FACED SINGLE MATERIAL | METAL | CLG WALL FLR | NO | YES | 6.25 | 19 | R
CT | SUSTAINABLE INSULATION | FIBERGLASS | FACED SINGLE MATERIAL | METAL | CLG WALL FLR | NO | YES | 10 | 30 | R
CT | SUSTAINABLE INSULATION | FIBERGLASS | FACED SINGLE MATERIAL | METAL | CLG WALL FLR | NO | YES | 12 | 38 | R
CT | SUSTAINABLE INSULATION | FIBERGLASS | SINGLE MATERIAL | NONE | CLG WALL FLR | YES | NO | 2.5 | 8 | R
CT | SUSTAINABLE INSULATION | FIBERGLASS | SINGLE MATERIAL | NONE | CLG WALL FLR | YES | NO | 3.5 | 11 | R
CT | SUSTAINABLE INSULATION | FIBERGLASS | SINGLE MATERIAL | NONE | CLG WALL FLR | YES | NO | 3.5 | 13 | R
CT | SUSTAINABLE INSULATION | FIBERGLASS | SINGLE MATERIAL | NONE | CLG WALL FLR | YES | NO | 3.5 | 15 | R
CT | SUSTAINABLE INSULATION | FIBERGLASS | SINGLE MATERIAL | NONE | CLG WALL FLR | YES | NO | 6.25 | 19 | R
CT | SUSTAINABLE INSULATION | FIBERGLASS | SINGLE MATERIAL | NONE | CLG WALL FLR | YES | NO | 5.5 | 20 | R
CT | SUSTAINABLE INSULATION | FIBERGLASS | SINGLE MATERIAL | NONE | CLG WALL FLR | YES | NO | 5.5 | 21 | R
CT | SUSTAINABLE INSULATION | FIBERGLASS | SINGLE MATERIAL | NONE | CLG WALL FLR | YES | NO | 6.5 | 22 | R
CT | SUSTAINABLE INSULATION | FIBERGLASS | SINGLE MATERIAL | NONE | CLG WALL FLR | YES | NO | 5.5 | 23 | R
CT | SUSTAINABLE INSULATION | FIBERGLASS | SINGLE MATERIAL | NONE | CLG WALL FLR | YES | NO | 8 | 25 | R
CT | SUSTAINABLE INSULATION | FIBERGLASS | SINGLE MATERIAL | NONE | CLG WALL FLR | YES | NO | 8.25 | 30 | R
CT | SUSTAINABLE INSULATION | FIBERGLASS | SINGLE MATERIAL | NONE | CLG WALL FLR | YES | NO | 10 | 30 | R
CT | SUSTAINABLE INSULATION | FIBERGLASS | SINGLE MATERIAL | NONE | CLG WALL FLR | YES | NO | 10.25 | 38 | R
CT | SUSTAINABLE INSULATION | FIBERGLASS | SINGLE MATERIAL | NONE | CLG WALL FLR | YES | NO | 12 | 38 | R
CT | SUSTAINABLE INSULATION | FIBERGLASS | SINGLE MATERIAL | NONE | CLG WALL FLR | YES | NO | 15 | 49 | R
CT | SUSTAINABLE INSULATION | FIBERGLASS | FACED SINGLE MATERIAL | PAPER | CLG WALL FLR | NO | YES | 3.5 | 11 | R
CT | SUSTAINABLE INSULATION | FIBERGLASS | FACED SINGLE MATERIAL | PAPER | CLG WALL FLR | NO | YES | 3.5 | 13 | R
CT | SUSTAINABLE INSULATION | FIBERGLASS | FACED SINGLE MATERIAL | PAPER | CLG WALL FLR | NO | YES | 3.5 | 15 | R
CT | SUSTAINABLE INSULATION | FIBERGLASS | FACED SINGLE MATERIAL | PAPER | CLG WALL FLR | NO | YES | 5.5 | 20 | R
CT | SUSTAINABLE INSULATION | FIBERGLASS | FACED SINGLE MATERIAL | PAPER | CLG WALL FLR | NO | YES | 5.5 | 21 | R
CT | SUSTAINABLE INSULATION | FIBERGLASS | FACED SINGLE MATERIAL | PAPER | CLG WALL FLR | NO | YES | 6.25 | 19 | R
CT | SUSTAINABLE INSULATION | FIBERGLASS | FACED SINGLE MATERIAL | PAPER | CLG WALL FLR | NO | YES | 5.5 | 23 | R
CT | SUSTAINABLE INSULATION | FIBERGLASS | FACED SINGLE MATERIAL | PAPER | CLG WALL FLR | NO | YES | 6.5 | 22 | R
CT | SUSTAINABLE INSULATION | FIBERGLASS | FACED SINGLE MATERIAL | PAPER | CLG WALL FLR | NO | YES | 8 | 25 | R
CT | SUSTAINABLE INSULATION | FIBERGLASS | FACED SINGLE MATERIAL | PAPER | CLG WALL FLR | NO | YES | 8.25 | 30 | R
CT | SUSTAINABLE INSULATION | FIBERGLASS | FACED SINGLE MATERIAL | PAPER | CLG WALL FLR | NO | YES | 10 | 30 | R
CT | SUSTAINABLE INSULATION | FIBERGLASS | FACED SINGLE MATERIAL | PAPER | CLG WALL FLR | NO | YES | 10.25 | 38 | R
CT | SUSTAINABLE INSULATION | FIBERGLASS | FACED SINGLE MATERIAL | PAPER | CLG WALL FLR | NO | YES | 12 | 38 | R
CT | SUSTAINABLE INSULATION | FIBERGLASS | FACED SINGLE MATERIAL | PAPER | CLG WALL FLR | YES | NO | 15 | 49 | R
CT | UNIVERSAL BLANKET-501 | FIBERGLASS | SINGLE MATERIAL | NONE | EQUIPMENT | YES | NO | 1.5 | 0.32 | K
CT | UNIVERSAL BLANKET-501 | FIBERGLASS | SINGLE MATERIAL | NONE | EQUIPMENT | YES | NO | 2 | 0.32 | K
CT | UNIVERSAL BLANKET-501 | FIBERGLASS | SINGLE MATERIAL | NONE | EQUIPMENT | YES | NO | 3 | 0.32 | K
CT | UNIVERSAL BLANKET-501 | FIBERGLASS | SINGLE MATERIAL | NONE | EQUIPMENT | YES | NO | 4 | 0.32 | K
CT | UNIVERSAL BLANKET-751 | FIBERGLASS | SINGLE MATERIAL | NONE | EQUIPMENT | YES | NO | 1.5 | 0.29 | K
CT | UNIVERSAL BLANKET-751 | FIBERGLASS | SINGLE MATERIAL | NONE | EQUIPMENT | YES | NO | 2 | 0.29 | K
CT | UNIVERSAL BLANKET-751 | FIBERGLASS | SINGLE MATERIAL | NONE | EQUIPMENT | YES | NO | 3 | 0.29 | K
CT | UNIVERSAL BLANKET-751 | FIBERGLASS | SINGLE MATERIAL | NONE | EQUIPMENT | YES | NO | 4 | 0.29 | K
CT | UNIVERSAL BLANKET-1001 | FIBERGLASS | SINGLE MATERIAL | NONE | EQUIPMENT | YES | NO | 1 | 0.26 | K
CT | UNIVERSAL BLANKET-1001 | FIBERGLASS | SINGLE MATERIAL | NONE | EQUIPMENT | YES | NO | 1.5 | 0.26 | K
CT | UNIVERSAL BLANKET-1001 | FIBERGLASS | SINGLE MATERIAL | NONE | EQUIPMENT | YES | NO | 2 | 0.26 | K
CT | UNIVERSAL BLANKET-1001 | FIBERGLASS | SINGLE MATERIAL | NONE | EQUIPMENT | YES | NO | 3 | 0.26 | K
CT | UNIVERSAL BLANKET-1001 | FIBERGLASS | SINGLE MATERIAL | NONE | EQUIPMENT | YES | NO | 4 | 0.26 | K
CT | UNIVERSAL BLANKET-1501 | FIBERGLASS | SINGLE MATERIAL | NONE | EQUIPMENT | YES | NO | 1 | 0.24 | K
CT | UNIVERSAL BLANKET-1501 | FIBERGLASS | SINGLE MATERIAL | NONE | EQUIPMENT | YES | NO | 1.5 | 0.24 | K
CT | UNIVERSAL BLANKET-2001 | FIBERGLASS | SINGLE MATERIAL | NONE | EQUIPMENT | YES | NO | 1 | 0.23 | K
** 1 Surface-Paper, 3 Surfaces-Nonwoven
***No stated R-value; used for filling small spaces around windows, doors, etc.
* DESCRIPTION OF BRAND CODES:
CT = CERTAINTEED
Insul-Quilts, Inc. - T 1175 |  |  |  | Updated 05/06/2019
ISQ | INSULQUILT2 | FIBERGLASS | COMPOSITE | FIBERGLASS** | CLG WALL FLR | YES | YES | 2 | 8.2 | R
**FIBER GLASS CLOTH FACING
* DESCRIPTION OF BRAND CODES:
ISQ = INSUL-QUILTS
Insul-Therm International Inc. - T 1245 |  |  |  | Updated 6/14/2008
IST | INSULWRAP 850 | FIBERGLASS | FACED SINGLE MATERIAL | PLASTIC | EQUIPMENT | YES | YES | 1.00 | 0.27 | K
IST | INSULWRAP 850 | FIBERGLASS | FACED SINGLE MATERIAL | PLASTIC | EQUIPMENT | YES | YES | 1.50 | 0.27 | K
IST | INSULWRAP 850 | FIBERGLASS | FACED SINGLE MATERIAL | PLASTIC | EQUIPMENT | YES | YES | 2.00 | 0.27 | K
IST | INSULWRAP 850 | FIBERGLASS | FACED SINGLE MATERIAL | PLASTIC | EQUIPMENT | YES | YES | 2.50 | 0.27 | K
IST | INSULWRAP 850 | FIBERGLASS | FACED SINGLE MATERIAL | PLASTIC | EQUIPMENT | YES | YES | 3.00 | 0.27 | K
IST | INSULWRAP 850 | FIBERGLASS | FACED SINGLE MATERIAL | PLASTIC | EQUIPMENT | YES | YES | 3.50 | 0.27 | K
IST | INSULWRAP 850 | FIBERGLASS | FACED SINGLE MATERIAL | PLASTIC | EQUIPMENT | YES | YES | 4.00 | 0.27 | K
* DESCRIPTION OF BRAND CODES:
IST = INSUL-THERM
Johns Manville - T 1039 |  |  |  | Updated 12/15/2023
JM | ALL PURPOSE | FIBER GLASS | SINGLE MATERIAL | NONE | CLG WALL FLR | YES | NO | 1 | 3.2 | R
JM | B.I. R11 KF/FF | FIBER GLASS | FACED SINGLE MATERIAL | PAP/MTL | WALL | NO | YES | 3.5 | 11 | R
JM | B.I. R11 KF/FF | FIBER GLASS | FACED SINGLE MATERIAL | PAP/MTL | WALL | NO | YES | 3.63 | 11 | R
JM | B.I. R11 UNF | FIBER GLASS | SINGLE MATERIAL | NONE | WALL | YES | NO | 3.5 | 11 | R
JM | B.I. R11 UNF | FIBER GLASS | SINGLE MATERIAL | NONE | WALL | YES | NO | 3.63 | 11 | R
JM | B.I. R13 KF/FF | FIBER GLASS | FACED SINGLE MATERIAL | PAP/MTL | WALL | NO | YES | 3.5 | 13 | R
JM | B.I. R13 KF/FF | FIBER GLASS | FACED SINGLE MATERIAL | PAP/MTL | WALL | NO | YES | 3.63 | 13 | R
JM | B.I. R13 UNF | FIBER GLASS | SINGLE MATERIAL | NONE | WALL | YES | NO | 3.5 | 13 | R
JM | B.I. R13 UNF | FIBER GLASS | SINGLE MATERIAL | NONE | WALL | YES | NO | 3.63 | 13 | R
JM | B.I. R15 KF/FF | FIBER GLASS | FACED SINGLE MATERIAL | PAP/MTL | WALL | NO | YES | 3.5 | 15 | R
JM | B.I. R15 UNF | FIBER GLASS | SINGLE MATERIAL | NONE | WALL | YES | NO | 3.5 | 15 | R
JM | B.I. R19 KF/FF | FIBER GLASS | FACED SINGLE MATERIAL | PAP/MTL | CLG WALL FLR | NO | YES | 6.25 | 19 | R
JM | B.I. R19 KF/FF | FIBER GLASS | FACED SINGLE MATERIAL | PAP/MTL | CLG WALL FLR | NO | YES | 6.5 | 19 | R
JM | B.I. R19 UNF | FIBER GLASS | SINGLE MATERIAL | NONE | CLG WALL FLR | YES | NO | 6.25 | 19 | R
JM | B.I. R19 UNF | FIBER GLASS | SINGLE MATERIAL | NONE | CLG WALL FLR | YES | NO | 6.5 | 19 | R
JM | B.I. R20 KF/FF | FIBER GLASS | FACED SINGLE MATERIAL | PAP/MTL | WALL | NO | YES | 5.5 | 20 | R
JM | B.I. R20 UNF | FIBER GLASS | SINGLE MATERIAL | NONE | WALL | YES | NO | 5.5 | 20 | R
JM | B.I. R21 KF/FF | FIBER GLASS | FACED SINGLE MATERIAL | PAP/MTL | WALL | NO | YES | 5.5 | 21 | R
JM | B.I. R21 UNF | FIBER GLASS | SINGLE MATERIAL | NONE | WALL | YES | NO | 5.5 | 21 | R
JM | B.I. R22 KF/FF | FIBER GLASS | FACED SINGLE MATERIAL | PAP/MTL | CEILING | NO | YES | 7.5 | 22 | R
JM | B.I. R22 UNF | FIBER GLASS | SINGLE MATERIAL | NONE | CEILING | YES | NO | 7.5 | 22 | R
JM | B.I. R23 UNF | FIBER GLASS | SINGLE MATERIAL | NONE | CEILING | YES | NO | 5.5 | 23 | R
JM | B.I. R25 KF/FF | FIBER GLASS | FACED SINGLE MATERIAL | PAP/MTL | CEILING | NO | YES | 8.25 | 25 | R
JM | B.I. R25 UNF | FIBER GLASS | SINGLE MATERIAL | NONE | CEILING | YES | NO | 8.25 | 25 | R
JM | B.I. R30 KF/FF | FIBER GLASS | FACED SINGLE MATERIAL | PAP/MTL | CEILING | NO | YES | 8.25 | 30 | R
JM | B.I. R30 KF/FF | FIBER GLASS | FACED SINGLE MATERIAL | PAP/MTL | CEILING | NO | YES | 10.25 | 30 | R
JM | B.I. R30 UNF | FIBER GLASS | SINGLE MATERIAL | NONE | CEILING | YES | NO | 8.25 | 30 | R
JM | B.I. R30 UNF | FIBER GLASS | SINGLE MATERIAL | NONE | CEILING | YES | NO | 10.25 | 30 | R
JM | B.I. R38 KF/FF | FIBER GLASS | FACED SINGLE MATERIAL | PAP/MTL | CEILING | NO | YES | 10.25 | 38 | R
JM | B.I. R38 KF/FF | FIBER GLASS | FACED SINGLE MATERIAL | PAP/MTL | CEILING | NO | YES | 12 | 38 | R
JM | B.I. R38 KF/FF | FIBER GLASS | FACED SINGLE MATERIAL | PAP/MTL | CEILING | NO | YES | 12.5 | 38 | R
JM | B.I. R38 UNF | FIBER GLASS | SINGLE MATERIAL | NONE | CEILING | YES | NO | 10.25 | 38 | R
JM | B.I. R38 UNF | FIBER GLASS | SINGLE MATERIAL | NONE | CEILING | YES | NO | 12 | 38 | R
JM | B.I. R38 UNF | FIBER GLASS | SINGLE MATERIAL | NONE | CEILING | YES | NO | 12.5 | 38 | R
JM | B.I. R49 KF/FF | FIBER GLASS | FACED SINGLE MATERIAL | PAP/MTL | CEILING | NO | YES | 13.5 | 49 | R
JM | B.I. R49 UNF | FIBER GLASS | SINGLE MATERIAL | NONE | CEILING | YES | NO | 13.5 | 49 | R
JM | COAT MCLT | FIBER GLASS | COMPOSITE | NONE | DUCTS | YES | NO | 0.5 | 0.22 | C
JM | COAT MCLT | FIBER GLASS | COMPOSITE | NONE | DUCTS | YES | NO | 0.5 | 0.23 | C
JM | COAT MCLT | FIBER GLASS | COMPOSITE | NONE | DUCTS | YES | NO | 0.5 | 0.27 | C
JM | COAT MCLT | FIBER GLASS | COMPOSITE | NONE | DUCTS | YES | NO | 0.5 | 0.29 | C
JM | COAT MCLT | FIBER GLASS | COMPOSITE | NONE | DUCTS | YES | NO | 0.5 | 0.31 | C
JM | COAT MCLT | FIBER GLASS | COMPOSITE | NONE | DUCTS | YES | NO | 0.75 | 0.27 | C
JM | COAT MCLT | FIBER GLASS | COMPOSITE | NONE | DUCTS | YES | NO | 0.75 | 0.29 | C
JM | COAT MCLT | FIBER GLASS | COMPOSITE | NONE | DUCTS | YES | NO | 0.75 | 0.31 | C
JM | COAT MCLT | FIBER GLASS | COMPOSITE | NONE | DUCTS | YES | NO | 1 | 0.25 | C
JM | COAT MCLT | FIBER GLASS | COMPOSITE | NONE | DUCTS | YES | NO | 1 | 0.27 | C
JM | COAT MCLT | FIBER GLASS | COMPOSITE | NONE | DUCTS | YES | NO | 1 | 0.29 | C
JM | COAT MCLT | FIBER GLASS | COMPOSITE | NONE | DUCTS | YES | NO | 1 | 0.31 | C
JM | COAT MCLT | FIBER GLASS | COMPOSITE | NONE | DUCTS | YES | NO | 1.25 | 0.27 | C
JM | COAT MCLT | FIBER GLASS | COMPOSITE | NONE | DUCTS | YES | NO | 1.25 | 0.29 | C
JM | COAT MCLT | FIBER GLASS | COMPOSITE | NONE | DUCTS | YES | NO | 1.25 | 0.31 | C
JM | COAT MCLT | FIBER GLASS | COMPOSITE | NONE | DUCTS | YES | NO | 1.5 | 0.27 | C
JM | COAT MCLT | FIBER GLASS | COMPOSITE | NONE | DUCTS | YES | NO | 1.5 | 0.29 | C
JM | COAT MCLT | FIBER GLASS | COMPOSITE | NONE | DUCTS | YES | NO | 1.5 | 0.31 | C
JM | COAT MCLT | FIBER GLASS | COMPOSITE | NONE | DUCTS | YES | NO | 1.75 | 0.29 | C
JM | COAT MCLT | FIBER GLASS | COMPOSITE | NONE | DUCTS | YES | NO | 1.75 | 0.31 | C
JM | COAT MCLT | FIBER GLASS | COMPOSITE | NONE | DUCTS | YES | NO | 2 | 0.29 | C
JM | COAT MCLT | FIBER GLASS | COMPOSITE | NONE | DUCTS | YES | NO | 2 | 0.31 | C
JM | COMFORTTHERM | FIBER GLASS | FACED SINGLE MATERIAL | PLASTIC | CLG | YES | YES | 10.25 | 30 | R
JM | COMFORTTHERM | FIBER GLASS | FACED SINGLE MATERIAL | PLASTIC | CLG WALL FLR | YES | YES | 6.5 | 19 | R
JM | COMFORTTHERM | FIBER GLASS | FACED SINGLE MATERIAL | PLASTIC | WALL | YES | YES | 3.5 | 13 | R
JM | COMFORTTHERM | FIBER GLASS | FACED SINGLE MATERIAL | PLASTIC | WALL | YES | YES | 5.5 | 21 | R
JM | DUCT LINER PM | FIBER GLASS | COMPOSITE | NONE | DUCTS | YES | NO | 0.5 | 2.2 | R
JM | DUCT LINER PM | FIBER GLASS | COMPOSITE | NONE | DUCTS | YES | NO | 1 | 4.2 | R
JM | DUCT LINER PM | FIBER GLASS | COMPOSITE | NONE | DUCTS | YES | NO | 1.5 | 6.3 | R
JM | DUCT LINER PM | FIBER GLASS | COMPOSITE | NONE | DUCTS | YES | NO | 2 | 8 | R
JM | DURACORE | FIBER GLASS | SINGLE MATERIAL | NONE | EQUIPMENT | NO | NO | 0.5 | 0.24 | K
JM | DURACORE | FIBER GLASS | SINGLE MATERIAL | NONE | EQUIPMENT | NO | NO | 0.75 | 0.24 | K
JM | DURACORE | FIBER GLASS | SINGLE MATERIAL | NONE | EQUIPMENT | NO | NO | 1 | 0.24 | K
JM | EXACT-O-MAT 1.0 PCF | FIBER GLASS | COMPOSITE | NONE | EQUIPMENT | YES | NO | 1 | 0.27 | K
JM | EXACT-O-MAT 1.0 PCF | FIBER GLASS | COMPOSITE | NONE | EQUIPMENT | YES | NO | 1 | 0.28 | K
JM | EXACT-O-MAT 1.5 PCF | FIBER GLASS | COMPOSITE | NONE | EQUIPMENT | YES | NO | 0.5 | 0.25 | K
JM | EXACT-O-MAT 2.0 PCF | FIBER GLASS | COMPOSITE | NONE | EQUIPMENT | YES | NO | 0.25 | 0.25 | K
JM | EXACT-O-MAT 2.0 PCF | FIBER GLASS | COMPOSITE | NONE | EQUIPMENT | YES | NO | 0.38 | 0.25 | K
JM | EXACT-O-MAT 3.0 PCF | FIBER GLASS | COMPOSITE | NONE | EQUIPMENT | YES | NO | 0.25 | 0.24 | K
JM | FLEX-GLAS PC 100 | FIBER GLASS | SINGLE MATERIAL | NONE | DUCTS | NO | NO | 1.5 | 4.2 | R
JM | FLEX-GLAS PC 110 | FIBER GLASS | SINGLE MATERIAL | NONE | DUCTS | NO | NO | 2 | 6 | R
JM | FLEX-GLAS PC 120 | FIBER GLASS | SINGLE MATERIAL | NONE | DUCTS | NO | NO | 1.5 | 4.3 | R
JM | FLEX-GLAS PC 125 | FIBER GLASS | SINGLE MATERIAL | NONE | DUCTS | NO | NO | 1.5 | 4.2 | R
JM | FLEX-GLAS PC 130 | FIBER GLASS | SINGLE MATERIAL | NONE | DUCTS | NO | NO | 2 | 6 | R
JM | FLEX-GLAS PC 130 | FIBER GLASS | SINGLE MATERIAL | NONE | DUCTS | NO | NO | 4 | 12 | R
JM | FLEX-GLAS PC 135 | FIBER GLASS | SINGLE MATERIAL | NONE | DUCTS | NO | NO | 2.5 | 8 | R
JM | HTB 26 | FIBER GLASS | SINGLE MATERIAL | NONE | EQUIPMENT | YES | NO | 1 | 0.26 | K
JM | HTB 26 | FIBER GLASS | SINGLE MATERIAL | NONE | EQUIPMENT | YES | NO | 2 | 0.26 | K
JM | HTB 26 | FIBER GLASS | SINGLE MATERIAL | NONE | EQUIPMENT | YES | NO | 2.5 | 0.26 | K
JM | HTB 26 | FIBER GLASS | SINGLE MATERIAL | NONE | EQUIPMENT | YES | NO | 3 | 0.26 | K
JM | HTB 26 | FIBER GLASS | SINGLE MATERIAL | NONE | EQUIPMENT | YES | NO | 3.5 | 0.26 | K
JM | HTB 26 | FIBER GLASS | SINGLE MATERIAL | NONE | EQUIPMENT | YES | NO | 4 | 0.26 | K
JM | INCOMB MICROLITE | FIBER GLASS | SINGLE MATERIAL | NONE | EQUIPMENT | YES | NO | 1 | 0.28 | K
JM | INCOMB MICROLITE | FIBER GLASS | SINGLE MATERIAL | NONE | EQUIPMENT | YES | NO | 1.5 | 0.28 | K
JM | INCOMB MICROLITE | FIBER GLASS | SINGLE MATERIAL | NONE | EQUIPMENT | YES | NO | 2 | 0.28 | K
JM | INCOMB MICROLITE | FIBER GLASS | SINGLE MATERIAL | NONE | EQUIPMENT | YES | NO | 2.5 | 0.28 | K
JM | INCOMB MICROLITE | FIBER GLASS | SINGLE MATERIAL | NONE | EQUIPMENT | YES | NO | 3 | 0.28 | K
JM | I.S. BLACK ROLLS | FIBER GLASS | FACED SINGLE MATERIAL | FIBERGLASS | WALL | YES | NO | 1 | 4.2 | R
JM | I.S. BLACK ROLLS | FIBER GLASS | FACED SINGLE MATERIAL | FIBERGLASS | WALL | YES | NO | 2 | 8 | R
JM | LINACOUSTIC RC | FIBER GLASS | COMPOSITE | NONE | DUCTS | YES | NO | 0.5 | 2.2 | R
JM | LINACOUSTIC RC | FIBER GLASS | COMPOSITE | NONE | DUCTS | YES | NO | 1 | 4.2 | R
JM | LINACOUSTIC RC | FIBER GLASS | COMPOSITE | NONE | DUCTS | YES | NO | 1.5 | 6.3 | R
JM | LINACOUSTIC RC | FIBER GLASS | COMPOSITE | NONE | DUCTS | YES | NO | 2 | 8 | R
JM | LINACOUSTIC RC | FIBER GLASS | COMPOSITE | NONE | DUCTS | YES | NO | 3 | 12 | R
JM | LINACOUSTIC RC-HP | FIBER GLASS | COMPOSITE | NONE | DUCTS | YES | NO | 1 | 4.3 | R
JM | LINACOUSTIC RC-IG | FIBER GLASS | COMPOSITE | NONE | DUCTS | YES | NO | 0.5 | 2.2 | R
JM | LINACOUSTIC RC-IG | FIBER GLASS | COMPOSITE | NONE | DUCTS | YES | NO | 1 | 4.2 | R
JM | LINACOUSTIC RC-IG | FIBER GLASS | COMPOSITE | NONE | DUCTS | YES | NO | 1.5 | 6.3 | R
JM | LINACOUSTIC RC-IG | FIBER GLASS | COMPOSITE | NONE | DUCTS | YES | NO | 2 | 8 | R
JM | LINACOUSTIC RC-IG | FIBER GLASS | COMPOSITE | NONE | DUCTS | YES | NO | 3 | 12 | R
JM | MASONRY WALL | FIBER GLASS | SINGLE MATERIAL | NONE | WALL | YES | NO | 0.75 | 3 | R
JM | MASONRY WALL | FIBER GLASS | SINGLE MATERIAL | NONE | WALL | YES | NO | 1.13 | 3.4 | R
JM | MASONRY WALL | FIBER GLASS | SINGLE MATERIAL | NONE | WALL | YES | NO | 1.5 | 6 | R
JM | MASONRY WALL | FIBER GLASS | SINGLE MATERIAL | NONE | WALL | YES | NO | 1.88 | 5 | R
JM | MICRO-FLEX AP/FSK | FIBER GLASS | FACED SINGLE MATERIAL | MTL/PLAS | EQUIP/PIPES | YES | YES | 1 | 0.24 | K
JM | MICRO-FLEX AP/FSK | FIBER GLASS | FACED SINGLE MATERIAL | MTL/PLAS | EQUIP/PIPES | YES | YES | 1.5 | 0.24 | K
JM | MICRO-FLEX AP/FSK | FIBER GLASS | FACED SINGLE MATERIAL | MTL/PLAS | EQUIP/PIPES | YES | YES | 2 | 0.24 | K
JM | MICRO-FLEX AP/FSK | FIBER GLASS | FACED SINGLE MATERIAL | MTL/PLAS | EQUIP/PIPES | YES | YES | 2.5 | 0.24 | K
JM | MICRO-FLEX AP/FSK | FIBER GLASS | FACED SINGLE MATERIAL | MTL/PLAS | EQUIP/PIPES | YES | YES | 3 | 0.24 | K
JM | MICRO-FLEX AP/FSK | FIBER GLASS | FACED SINGLE MATERIAL | MTL/PLAS | EQUIP/PIPES | YES | YES | 3.5 | 0.24 | K
JM | MICRO-FLEX AP/FSK | FIBER GLASS | FACED SINGLE MATERIAL | MTL/PLAS | EQUIP/PIPES | YES | YES | 4 | 0.24 | K
JM | MICROLITE | FIBER GLASS | FACED SINGLE MATERIAL | MTL/PLAS | EQUIP/DUCTS | YES | YES | 0.25 | 0.22 | K
JM | MICROLITE | FIBER GLASS | FACED SINGLE MATERIAL | MTL/PLAS | EQUIP/DUCTS | YES | YES | 0.25 | 0.23 | K
JM | MICROLITE | FIBER GLASS | FACED SINGLE MATERIAL | MTL/PLAS | EQUIP/DUCTS | YES | YES | 0.25 | 0.25 | K
JM | MICROLITE | FIBER GLASS | FACED SINGLE MATERIAL | MTL/PLAS | EQUIP/DUCTS | YES | YES | 0.25 | 0.27 | K
JM | MICROLITE | FIBER GLASS | FACED SINGLE MATERIAL | MTL/PLAS | EQUIP/DUCTS | YES | YES | 0.25 | 0.29 | K
JM | MICROLITE | FIBER GLASS | FACED SINGLE MATERIAL | MTL/PLAS | EQUIP/DUCTS | YES | YES | 0.25 | 0.31 | K
JM | MICROLITE | FIBER GLASS | FACED SINGLE MATERIAL | MTL/PLAS | EQUIP/DUCTS | YES | YES | 0.38 | 0.23 | K
JM | MICROLITE | FIBER GLASS | FACED SINGLE MATERIAL | MTL/PLAS | EQUIP/DUCTS | YES | YES | 0.38 | 0.25 | K
JM | MICROLITE | FIBER GLASS | FACED SINGLE MATERIAL | MTL/PLAS | EQUIP/DUCTS | YES | YES | 0.38 | 0.27 | K
JM | MICROLITE | FIBER GLASS | FACED SINGLE MATERIAL | MTL/PLAS | EQUIP/DUCTS | YES | YES | 0.38 | 0.29 | K
JM | MICROLITE | FIBER GLASS | FACED SINGLE MATERIAL | MTL/PLAS | EQUIP/DUCTS | YES | YES | 0.38 | 0.31 | K
JM | MICROLITE | FIBER GLASS | FACED SINGLE MATERIAL | MTL/PLAS | EQUIP/DUCTS | YES | YES | 0.5 | 0.22 | K
JM | MICROLITE | FIBER GLASS | FACED SINGLE MATERIAL | MTL/PLAS | EQUIP/DUCTS | YES | YES | 0.5 | 0.25 | K
JM | MICROLITE | FIBER GLASS | FACED SINGLE MATERIAL | MTL/PLAS | EQUIP/DUCTS | YES | YES | 0.5 | 0.27 | K
JM | MICROLITE | FIBER GLASS | FACED SINGLE MATERIAL | MTL/PLAS | EQUIP/DUCTS | YES | YES | 0.5 | 0.29 | K
JM | MICROLITE | FIBER GLASS | FACED SINGLE MATERIAL | MTL/PLAS | EQUIP/DUCTS | YES | YES | 0.5 | 0.31 | K
JM | MICROLITE | FIBER GLASS | FACED SINGLE MATERIAL | MTL/PLAS | EQUIP/DUCTS | YES | YES | 0.75 | 0.22 | K
JM | MICROLITE | FIBER GLASS | FACED SINGLE MATERIAL | MTL/PLAS | EQUIP/DUCTS | YES | YES | 0.75 | 0.23 | K
JM | MICROLITE | FIBER GLASS | FACED SINGLE MATERIAL | MTL/PLAS | EQUIP/DUCTS | YES | YES | 0.75 | 0.25 | K
JM | MICROLITE | FIBER GLASS | FACED SINGLE MATERIAL | MTL/PLAS | EQUIP/DUCTS | YES | YES | 0.75 | 0.27 | K
JM | MICROLITE | FIBER GLASS | FACED SINGLE MATERIAL | MTL/PLAS | EQUIP/DUCTS | YES | YES | 0.75 | 0.29 | K
JM | MICROLITE | FIBER GLASS | FACED SINGLE MATERIAL | MTL/PLAS | EQUIP/DUCTS | YES | YES | 0.75 | 0.31 | K
JM | MICROLITE | FIBER GLASS | FACED SINGLE MATERIAL | MTL/PLAS | EQUIP/DUCTS | YES | YES | 1 | 0.23 | K
JM | MICROLITE | FIBER GLASS | FACED SINGLE MATERIAL | MTL/PLAS | EQUIP/DUCTS | YES | YES | 1 | 0.25 | K
JM | MICROLITE | FIBER GLASS | FACED SINGLE MATERIAL | MTL/PLAS | EQUIP/DUCTS | YES | YES | 1 | 0.27 | K
JM | MICROLITE | FIBER GLASS | FACED SINGLE MATERIAL | MTL/PLAS | EQUIP/DUCTS | YES | YES | 1 | 0.29 | K
JM | MICROLITE | FIBER GLASS | FACED SINGLE MATERIAL | MTL/PLAS | EQUIP/DUCTS | YES | YES | 1 | 0.31 | K
JM | MICROLITE | FIBER GLASS | FACED SINGLE MATERIAL | MTL/PLAS | EQUIP/DUCTS | YES | YES | 1.25 | 0.23 | K
JM | MICROLITE | FIBER GLASS | FACED SINGLE MATERIAL | MTL/PLAS | EQUIP/DUCTS | YES | YES | 1.25 | 0.25 | K
JM | MICROLITE | FIBER GLASS | FACED SINGLE MATERIAL | MTL/PLAS | EQUIP/DUCTS | YES | YES | 1.25 | 0.27 | K
JM | MICROLITE | FIBER GLASS | FACED SINGLE MATERIAL | MTL/PLAS | EQUIP/DUCTS | YES | YES | 1.25 | 0.29 | K
JM | MICROLITE | FIBER GLASS | FACED SINGLE MATERIAL | MTL/PLAS | EQUIP/DUCTS | YES | YES | 1.25 | 0.31 | K
JM | MICROLITE | FIBER GLASS | FACED SINGLE MATERIAL | MTL/PLAS | EQUIP/DUCTS | YES | YES | 1.5 | 0.23 | K
JM | MICROLITE | FIBER GLASS | FACED SINGLE MATERIAL | MTL/PLAS | EQUIP/DUCTS | YES | YES | 1.5 | 0.25 | K
JM | MICROLITE | FIBER GLASS | FACED SINGLE MATERIAL | MTL/PLAS | EQUIP/DUCTS | YES | YES | 1.5 | 0.27 | K
JM | MICROLITE | FIBER GLASS | FACED SINGLE MATERIAL | MTL/PLAS | EQUIP/DUCTS | YES | YES | 1.5 | 0.29 | K
JM | MICROLITE | FIBER GLASS | FACED SINGLE MATERIAL | MTL/PLAS | EQUIP/DUCTS | YES | YES | 1.5 | 0.31 | K
JM | MICROLITE | FIBER GLASS | FACED SINGLE MATERIAL | MTL/PLAS | EQUIP/DUCTS | YES | YES | 1.75 | 0.25 | K
JM | MICROLITE | FIBER GLASS | FACED SINGLE MATERIAL | MTL/PLAS | EQUIP/DUCTS | YES | YES | 1.75 | 0.27 | K
JM | MICROLITE | FIBER GLASS | FACED SINGLE MATERIAL | MTL/PLAS | EQUIP/DUCTS | YES | YES | 1.75 | 0.29 | K
JM | MICROLITE | FIBER GLASS | FACED SINGLE MATERIAL | MTL/PLAS | EQUIP/DUCTS | YES | YES | 1.75 | 0.31 | K
JM | MICROLITE | FIBER GLASS | FACED SINGLE MATERIAL | MTL/PLAS | EQUIP/DUCTS | YES | YES | 2 | 0.25 | K
JM | MICROLITE | FIBER GLASS | FACED SINGLE MATERIAL | MTL/PLAS | EQUIP/DUCTS | YES | YES | 2 | 0.27 | K
JM | MICROLITE | FIBER GLASS | FACED SINGLE MATERIAL | MTL/PLAS | EQUIP/DUCTS | YES | YES | 2 | 0.29 | K
JM | MICROLITE | FIBER GLASS | FACED SINGLE MATERIAL | MTL/PLAS | EQUIP/DUCTS | YES | YES | 2 | 0.31 | K
JM | MICROLITE | FIBER GLASS | FACED SINGLE MATERIAL | MTL/PLAS | EQUIP/DUCTS | YES | YES | 2.25 | 0.27 | K
JM | MICROLITE | FIBER GLASS | FACED SINGLE MATERIAL | MTL/PLAS | EQUIP/DUCTS | YES | YES | 2.25 | 0.29 | K
JM | MICROLITE | FIBER GLASS | FACED SINGLE MATERIAL | MTL/PLAS | EQUIP/DUCTS | YES | YES | 2.25 | 0.31 | K
JM | MICROLITE | FIBER GLASS | FACED SINGLE MATERIAL | MTL/PLAS | EQUIP/DUCTS | YES | YES | 2.5 | 0.27 | K
JM | MICROLITE | FIBER GLASS | FACED SINGLE MATERIAL | MTL/PLAS | EQUIP/DUCTS | YES | YES | 2.5 | 0.29 | K
JM | MICROLITE | FIBER GLASS | FACED SINGLE MATERIAL | MTL/PLAS | EQUIP/DUCTS | YES | YES | 2.5 | 0.31 | K
JM | MICROLITE | FIBER GLASS | FACED SINGLE MATERIAL | MTL/PLAS | EQUIP/DUCTS | YES | YES | 2.75 | 0.27 | K
JM | MICROLITE | FIBER GLASS | FACED SINGLE MATERIAL | MTL/PLAS | EQUIP/DUCTS | YES | YES | 2.75 | 0.29 | K
JM | MICROLITE | FIBER GLASS | FACED SINGLE MATERIAL | MTL/PLAS | EQUIP/DUCTS | YES | YES | 2.75 | 0.31 | K
JM | MICROLITE | FIBER GLASS | FACED SINGLE MATERIAL | MTL/PLAS | EQUIP/DUCTS | YES | YES | 3 | 0.27 | K
JM | MICROLITE | FIBER GLASS | FACED SINGLE MATERIAL | MTL/PLAS | EQUIP/DUCTS | YES | YES | 3 | 0.29 | K
JM | MICROLITE | FIBER GLASS | FACED SINGLE MATERIAL | MTL/PLAS | EQUIP/DUCTS | YES | YES | 3 | 0.31 | K
JM | MICROLITE | FIBER GLASS | FACED SINGLE MATERIAL | MTL/PLAS | EQUIP/DUCTS | YES | YES | 3.25 | 0.27 | K
JM | MICROLITE | FIBER GLASS | FACED SINGLE MATERIAL | MTL/PLAS | EQUIP/DUCTS | YES | YES | 3.25 | 0.29 | K
JM | MICROLITE | FIBER GLASS | FACED SINGLE MATERIAL | MTL/PLAS | EQUIP/DUCTS | YES | YES | 3.25 | 0.31 | K
JM | MICROLITE | FIBER GLASS | FACED SINGLE MATERIAL | MTL/PLAS | EQUIP/DUCTS | YES | YES | 3.5 | 0.27 | K
JM | MICROLITE | FIBER GLASS | FACED SINGLE MATERIAL | MTL/PLAS | EQUIP/DUCTS | YES | YES | 3.5 | 0.29 | K
JM | MICROLITE | FIBER GLASS | FACED SINGLE MATERIAL | MTL/PLAS | EQUIP/DUCTS | YES | YES | 3.5 | 0.31 | K
JM | MICROLITE | FIBER GLASS | FACED SINGLE MATERIAL | MTL/PLAS | EQUIP/DUCTS | YES | YES | 3.75 | 0.27 | K
JM | MICROLITE | FIBER GLASS | FACED SINGLE MATERIAL | MTL/PLAS | EQUIP/DUCTS | YES | YES | 3.75 | 0.29 | K
JM | MICROLITE | FIBER GLASS | FACED SINGLE MATERIAL | MTL/PLAS | EQUIP/DUCTS | YES | YES | 3.75 | 0.31 | K
JM | MICROLITE | FIBER GLASS | FACED SINGLE MATERIAL | MTL/PLAS | EQUIP/DUCTS | YES | YES | 4 | 0.27 | K
JM | MICROLITE | FIBER GLASS | FACED SINGLE MATERIAL | MTL/PLAS | EQUIP/DUCTS | YES | YES | 4 | 0.29 | K
JM | MICROLITE | FIBER GLASS | FACED SINGLE MATERIAL | MTL/PLAS | EQUIP/DUCTS | YES | YES | 4 | 0.31 | K
JM | MICROLITE 0.60 PCF | FIBER GLASS | SINGLE MATERIAL | NONE | EQUIPMENT | NO | NO | 0.5 | 0.3 | K
JM | MICROLITE 0.60 PCF | FIBER GLASS | SINGLE MATERIAL | NONE | EQUIPMENT | NO | NO | 0.75 | 0.3 | K
JM | MICROLITE 0.60 PCF | FIBER GLASS | SINGLE MATERIAL | NONE | EQUIPMENT | NO | NO | 1 | 0.3 | K
JM | MICROLITE 0.60 PCF | FIBER GLASS | SINGLE MATERIAL | NONE | EQUIPMENT | NO | NO | 1.5 | 0.3 | K
JM | MICROLITE 0.60 PCF | FIBER GLASS | SINGLE MATERIAL | NONE | EQUIPMENT | NO | NO | 2 | 0.3 | K
JM | MICROLITE 0.60 PCF | FIBER GLASS | SINGLE MATERIAL | NONE | EQUIPMENT | NO | NO | 2.5 | 0.3 | K
JM | MICROLITE 0.60 PCF | FIBER GLASS | SINGLE MATERIAL | NONE | EQUIPMENT | NO | NO | 3 | 0.3 | K
JM | MICROLITE 0.75 PCF | FIBER GLASS | SINGLE MATERIAL | NONE | EQUIPMENT | NO | NO | 0.5 | 0.29 | K
JM | MICROLITE 0.75 PCF | FIBER GLASS | SINGLE MATERIAL | NONE | EQUIPMENT | NO | NO | 0.75 | 0.29 | K
JM | MICROLITE 0.75 PCF | FIBER GLASS | SINGLE MATERIAL | NONE | EQUIPMENT | NO | NO | 1 | 0.29 | K
JM | MICROLITE 0.75 PCF | FIBER GLASS | SINGLE MATERIAL | NONE | EQUIPMENT | NO | NO | 1.5 | 0.29 | K
JM | MICROLITE 0.75 PCF | FIBER GLASS | SINGLE MATERIAL | NONE | EQUIPMENT | NO | NO | 2 | 0.29 | K
JM | MICROLITE 0.75 PCF | FIBER GLASS | SINGLE MATERIAL | NONE | EQUIPMENT | NO | NO | 3 | 0.29 | K
JM | MICROLITE 1.0 PCF | FIBER GLASS | SINGLE MATERIAL | NONE | EQUIPMENT | NO | NO | 0.25 | 0.26 | K
JM | MICROLITE 1.0 PCF | FIBER GLASS | SINGLE MATERIAL | NONE | EQUIPMENT | NO | NO | 0.37 | 0.26 | K
JM | MICROLITE 1.0 PCF | FIBER GLASS | SINGLE MATERIAL | NONE | EQUIPMENT | NO | NO | 0.5 | 0.26 | K
JM | MICROLITE 1.0 PCF | FIBER GLASS | SINGLE MATERIAL | NONE | EQUIPMENT | NO | NO | 0.75 | 0.26 | K
JM | MICROLITE 1.0 PCF | FIBER GLASS | SINGLE MATERIAL | NONE | EQUIPMENT | NO | NO | 1 | 0.26 | K
JM | MICROLITE 1.0 PCF | FIBER GLASS | SINGLE MATERIAL | NONE | EQUIPMENT | NO | NO | 1.5 | 0.26 | K
JM | MICROLITE 1.0 PCF | FIBER GLASS | SINGLE MATERIAL | NONE | EQUIPMENT | NO | NO | 2 | 0.26 | K
JM | MICROLITE 1.0 PCF | FIBER GLASS | SINGLE MATERIAL | NONE | EQUIPMENT | NO | NO | 2.5 | 0.26 | K
JM | MICROLITE 1.0 PCF | FIBER GLASS | SINGLE MATERIAL | NONE | EQUIPMENT | NO | NO | 3 | 0.26 | K
JM | MICROLITE 1.5 PCF | FIBER GLASS | SINGLE MATERIAL | NONE | EQUIPMENT | NO | NO | 0.25 | 0.24 | K
JM | MICROLITE 1.5 PCF | FIBER GLASS | SINGLE MATERIAL | NONE | EQUIPMENT | NO | NO | 0.37 | 0.24 | K
JM | MICROLITE 1.5 PCF | FIBER GLASS | SINGLE MATERIAL | NONE | EQUIPMENT | NO | NO | 0.5 | 0.24 | K
JM | MICROLITE 1.5 PCF | FIBER GLASS | SINGLE MATERIAL | NONE | EQUIPMENT | NO | NO | 0.75 | 0.24 | K
JM | MICROLITE 1.5 PCF | FIBER GLASS | SINGLE MATERIAL | NONE | EQUIPMENT | NO | NO | 1 | 0.24 | K
JM | MICROLITE 1.5 PCF | FIBER GLASS | SINGLE MATERIAL | NONE | EQUIPMENT | NO | NO | 1.5 | 0.24 | K
JM | MICROLITE 1.5 PCF | FIBER GLASS | SINGLE MATERIAL | NONE | EQUIPMENT | NO | NO | 2 | 0.24 | K
JM | MICROLITE 2.0 PCF | FIBER GLASS | SINGLE MATERIAL | NONE | EQUIPMENT | NO | NO | 0.25 | 0.23 | K
JM | MICROLITE 2.0 PCF | FIBER GLASS | SINGLE MATERIAL | NONE | EQUIPMENT | NO | NO | 0.37 | 0.23 | K
JM | MICROLITE 2.0 PCF | FIBER GLASS | SINGLE MATERIAL | NONE | EQUIPMENT | NO | NO | 0.5 | 0.23 | K
JM | MICROLITE 2.0 PCF | FIBER GLASS | SINGLE MATERIAL | NONE | EQUIPMENT | NO | NO | 0.75 | 0.23 | K
JM | MICROLITE 2.0 PCF | FIBER GLASS | SINGLE MATERIAL | NONE | EQUIPMENT | NO | NO | 1 | 0.23 | K
JM | MICROLITE 2.0 PCF | FIBER GLASS | SINGLE MATERIAL | NONE | EQUIPMENT | NO | NO | 1.5 | 0.23 | K
JM | MICROLITE 2.5 PCF | FIBER GLASS | SINGLE MATERIAL | NONE | EQUIPMENT | NO | NO | 0.25 | 0.23 | K
JM | MICROLITE 2.5 PCF | FIBER GLASS | SINGLE MATERIAL | NONE | EQUIPMENT | NO | NO | 0.37 | 0.23 | K
JM | MICROLITE 2.5 PCF | FIBER GLASS | SINGLE MATERIAL | NONE | EQUIPMENT | NO | NO | 0.5 | 0.23 | K
JM | MICROLITE 2.5 PCF | FIBER GLASS | SINGLE MATERIAL | NONE | EQUIPMENT | NO | NO | 0.75 | 0.23 | K
JM | MICROLITE 2.5 PCF | FIBER GLASS | SINGLE MATERIAL | NONE | EQUIPMENT | NO | NO | 1 | 0.23 | K
JM | MICROLITE 3.0 PCF | FIBER GLASS | SINGLE MATERIAL | NONE | EQUIPMENT | NO | NO | 0.25 | 0.22 | K
JM | MICROLITE 3.0 PCF | FIBER GLASS | SINGLE MATERIAL | NONE | EQUIPMENT | NO | NO | 0.37 | 0.22 | K
JM | MICROLITE 3.0 PCF | FIBER GLASS | SINGLE MATERIAL | NONE | EQUIPMENT | NO | NO | 0.5 | 0.22 | K
JM | MICROLITE 3.0 PCF | FIBER GLASS | SINGLE MATERIAL | NONE | EQUIPMENT | NO | NO | 0.75 | 0.22 | K
JM | MICROLITE 3.0 PCF | FIBER GLASS | SINGLE MATERIAL | NONE | EQUIPMENT | NO | NO | 1 | 0.22 | K
JM | MICROLITE FSK/PSK DUCT WRAP TYPE 75 | FIBER GLASS | FACED SINGLE MATERIAL | FSK/PSK | DUCTS | YES | YES | 1.5 | 4.2 | R
JM | MICROLITE FSK/PSK DUCT WRAP TYPE 75 | FIBER GLASS | FACED SINGLE MATERIAL | FSK/PSK | DUCTS | YES | YES | 2 | 5.6 | R
JM | MICROLITE FSK/PSK DUCT WRAP TYPE 75 | FIBER GLASS | FACED SINGLE MATERIAL | FSK/PSK | DUCTS | YES | YES | 2.2 | 6 | R
JM | MICROLITE FSK/PSK DUCT WRAP TYPE 75 | FIBER GLASS | FACED SINGLE MATERIAL | FSK/PSK | DUCTS | YES | YES | 3 | 8.3 | R
JM | MICROLITE FSK/PSK DUCT WRAP TYPE 75 | FIBER GLASS | FACED SINGLE MATERIAL | FSK/PSK | DUCTS | YES | YES | 4.4 | 12 | R
JM | MICROLITE FSK/PSK DUCT WRAP TYPE 75 | FIBER GLASS | FACED SINGLE MATERIAL | FSK/PSK | DUCTS | YES | YES | 5.75 | 16 | R
JM | MICROLITE FSK/PSK DUCT WRAP TYPE 75 | FIBER GLASS | FACED SINGLE MATERIAL | FSK/PSK | DUCTS | YES | YES | 7 | 19 | R
JM | MICROLITE FSK/PSK DUCT WRAP TYPE 100 | FIBER GLASS | FACED SINGLE MATERIAL | FSK/PSK | DUCTS | YES | YES | 1.5 | 5.6 | R
JM | MICROLITE FSK/PSK DUCT WRAP TYPE 100 | FIBER GLASS | FACED SINGLE MATERIAL | FSK/PSK | DUCTS | YES | YES | 2 | 7.4 | R
JM | MICROLITE FSK/PSK DUCT WRAP TYPE 150 | FIBER GLASS | FACED SINGLE MATERIAL | FSK/PSK | DUCTS | YES | YES | 1.5 | 6 | R
JM | MICROLITE FSK/PSK DUCT WRAP TYPE 150 | FIBER GLASS | FACED SINGLE MATERIAL | FSK/PSK | DUCTS | YES | YES | 2 | 8 | R
JM | MICROLITE L | FIBER GLASS | SINGLE MATERIAL | NONE | CLG WALL | YES | NO | 2.95 | 10 | R
JM | MICROLITE L | FIBER GLASS | SINGLE MATERIAL | NONE | CLG WALL | YES | NO | 3.3 | 11 | R
JM | MICROLITE L | FIBER GLASS | SINGLE MATERIAL | NONE | CLG WALL | YES | NO | 3.85 | 13 | R
JM | MICROLITE L | FIBER GLASS | SINGLE MATERIAL | NONE | CLG WALL | YES | NO | 5.6 | 19 | R
JM | MICROLITE L | FIBER GLASS | SINGLE MATERIAL | NONE | CLG WALL | YES | NO | 7.5 | 25 | R
JM | MICROLITE L | FIBER GLASS | SINGLE MATERIAL | NONE | CLG WALL | YES | NO | 8.7 | 30 | R
JM | MICROLITE MW | FIBER GLASS | SINGLE MATERIAL | NONE | EQUIPMENT | NO | NO | 0.38 | 0.23 | K
JM | MICROLITE MW | FIBER GLASS | SINGLE MATERIAL | NONE | EQUIPMENT | NO | NO | 0.5 | 0.23 | K
JM | MICROLITE MW | FIBER GLASS | SINGLE MATERIAL | NONE | EQUIPMENT | NO | NO | 0.63 | 0.23 | K
JM | MICROLITE MW | FIBER GLASS | SINGLE MATERIAL | NONE | EQUIPMENT | NO | NO | 0.75 | 0.23 | K
JM | MICROLITE STANDARD DUCT WRAP TYPE 60 | FIBER GLASS | SINGLE MATERIAL | NONE | DUCTS | YES | NO | 1.5 | 0.31 | K
JM | MICROLITE STANDARD DUCT WRAP TYPE 60 | FIBER GLASS | SINGLE MATERIAL | NONE | DUCTS | YES | NO | 2 | 0.31 | K
JM | MICROLITE STANDARD DUCT WRAP TYPE 60 | FIBER GLASS | SINGLE MATERIAL | NONE | DUCTS | YES | NO | 2.2 | 0.31 | K
JM | MICROLITE STANDARD DUCT WRAP TYPE 60 | FIBER GLASS | SINGLE MATERIAL | NONE | DUCTS | YES | NO | 3 | 0.31 | K
JM | MICROLITE STANDARD DUCT WRAP TYPE 75 | FIBER GLASS | SINGLE MATERIAL | NONE | DUCTS | YES | NO | 1.5 | 0.29 | K
JM | MICROLITE STANDARD DUCT WRAP TYPE 75 | FIBER GLASS | SINGLE MATERIAL | NONE | DUCTS | YES | NO | 2 | 0.29 | K
JM | MICROLITE STANDARD DUCT WRAP TYPE 75 | FIBER GLASS | SINGLE MATERIAL | NONE | DUCTS | YES | NO | 2.2 | 0.29 | K
JM | MICROLITE STANDARD DUCT WRAP TYPE 75 | FIBER GLASS | SINGLE MATERIAL | NONE | DUCTS | YES | NO | 3 | 0.29 | K
JM | MICROLITE STANDARD DUCT WRAP TYPE 100 | FIBER GLASS | SINGLE MATERIAL | NONE | DUCTS | YES | NO | 1.5 | 0.27 | K
JM | MICROLITE STANDARD DUCT WRAP TYPE 100 | FIBER GLASS | SINGLE MATERIAL | NONE | DUCTS | YES | NO | 2 | 0.27 | K
JM | MICROLITE STANDARD DUCT WRAP TYPE 150 | FIBER GLASS | SINGLE MATERIAL | NONE | DUCTS | YES | NO | 1.5 | 0.25 | K
JM | MICROLITE STANDARD DUCT WRAP TYPE 150 | FIBER GLASS | SINGLE MATERIAL | NONE | DUCTS | YES | NO | 2 | 0.25 | K
JM | MICROMAT 23 | FIBER GLASS | COMPOSITE | NONE | EQUIPMENT | YES | NO | 0.5 | 0.23 | K
JM | MICROMAT 24 | FIBER GLASS | COMPOSITE | NONE | EQUIPMENT | YES | NO | 0.5 | 0.24 | K
JM | MICROMAT 24 | FIBER GLASS | COMPOSITE | NONE | EQUIPMENT | YES | NO | 0.75 | 0.24 | K
JM | MICROMAT 24 | FIBER GLASS | COMPOSITE | NONE | EQUIPMENT | YES | NO | 1 | 0.24 | K
JM | MICROMAT 24 | FIBER GLASS | COMPOSITE | NONE | EQUIPMENT | YES | NO | 1.5 | 0.24 | K
JM | MICROMAT 25 | FIBER GLASS | COMPOSITE | NONE | EQUIPMENT | YES | NO | 0.5 | 0.25 | K
JM | MICROMAT 25 | FIBER GLASS | COMPOSITE | NONE | EQUIPMENT | YES | NO | 1 | 0.25 | K
JM | MICROMAT 26 | FIBER GLASS | COMPOSITE | NONE | EQUIPMENT | YES | NO | 0.75 | 0.26 | K
JM | MICROMAT 26 | FIBER GLASS | COMPOSITE | NONE | EQUIPMENT | YES | NO | 1 | 0.26 | K
JM | MICROMAT RX | FIBER GLASS | COMPOSITE | NONE | EQUIPMENT | YES | NO | 0.5 | 2.2 | R
JM | MICROMAT RX | FIBER GLASS | COMPOSITE | NONE | EQUIPMENT | YES | NO | 0.75 | 3.2 | R
JM | MICROMAT RX | FIBER GLASS | COMPOSITE | NONE | EQUIPMENT | YES | NO | 1 | 4.2 | R
JM | MOBINSUL R7 UNF | FIBER GLASS | SINGLE MATERIAL | NONE | CLG WALL FLR | YES | NO | 2.25 | 7 | R
JM | MOBINSUL R7 UNF | FIBER GLASS | SINGLE MATERIAL | NONE | CLG WALL FLR | YES | NO | 2.5 | 7 | R
JM | MOBINSUL R11 KF | FIBER GLASS | FACED SINGLE MATERIAL | PAPER | CLG WALL FLR | NO | YES | 3.5 | 11 | R
JM | MOBINSUL R11 UNF | FIBER GLASS | SINGLE MATERIAL | NONE | CLG WALL FLR | YES | NO | 3.5 | 11 | R
JM | MOBINSUL R11 UNF | FIBER GLASS | SINGLE MATERIAL | NONE | CLG WALL FLR | YES | NO | 4 | 11 | R
JM | MOBINSUL R13 UNF | FIBER GLASS | SINGLE MATERIAL | NONE | CLG WALL FLR | YES | YES | 3.5 | 13 | R
JM | MOBINSUL R14 UNF | FIBER GLASS | SINGLE MATERIAL | NONE | CLG WALL FLR | YES | NO | 5 | 14 | R
JM | MOBINSUL R19 KF | FIBER GLASS | FACED SINGLE MATERIAL | PAPER | CLG WALL FLR | NO | YES | 6.5 | 19 | R
JM | MOBINSUL R19 UNF | FIBER GLASS | SINGLE MATERIAL | NONE | CLG WALL FLR | YES | NO | 6.5 | 19 | R
JM | MOBINSUL R22 UNF | FIBER GLASS | SINGLE MATERIAL | NONE | CLG WALL FLR | YES | NO | 7.5 | 22 | R
JM | MULTI-PURPOSE | FIBER GLASS | SINGLE MATERIAL | NONE | CLG WALL FLR | YES | NO | 1 | 3 | R
JM | PANEL DECK FSK | FIBER GLASS | FACED SINGLE MATERIAL | METAL | ROOF DECK | YES | YES | 6.5 | 19 | R
JM | PANEL DECK FSK | FIBER GLASS | FACED SINGLE MATERIAL | METAL | ROOF DECK | YES | YES | 10.25 | 30 | R
JM | PANEL DECK PSK | FIBER GLASS | FACED SINGLE MATERIAL | PSK | ROOF DECK | YES | YES | 6.25 | 19 | R
JM | PANEL DECK PSK | FIBER GLASS | FACED SINGLE MATERIAL | PSK | ROOF DECK | YES | YES | 10.25 | 30 | R
JM | PEBS BLANKET | FIBER GLASS | SINGLE MATERIAL | NONE | CLG WALL FLR | YES | NO | 3 | 10 | R
JM | PEBS BLANKET | FIBER GLASS | SINGLE MATERIAL | NONE | CLG WALL FLR | YES | NO | 4.4 | 13 | R
JM | PEBS BLANKET | FIBER GLASS | SINGLE MATERIAL | NONE | CLG WALL FLR | YES | NO | 6 | 19 | R
JM | PEBS BLANKET | FIBER GLASS | SINGLE MATERIAL | NONE | CLG WALL FLR | YES | NO | 8 | 25 | R
JM | PEBS BLANKET | FIBER GLASS | SINGLE MATERIAL | NONE | CLG WALL FLR | YES | NO | 9 | 30 | R
JM | PRECIPITATOR SG | FIBER GLASS | SINGLE MATERIAL | NONE | EQUIPMENT | YES | NO | 1 | 0.23 | K
JM | PRECIPITATOR SG | FIBER GLASS | SINGLE MATERIAL | NONE | EQUIPMENT | YES | NO | 1.5 | 0.23 | K
JM | PRECIPITATOR SG | FIBER GLASS | SINGLE MATERIAL | NONE | EQUIPMENT | YES | NO | 2 | 0.23 | K
JM | PRECIPITATOR SG | FIBER GLASS | SINGLE MATERIAL | NONE | EQUIPMENT | YES | NO | 2.5 | 0.23 | K
JM | PRECIPITATOR SG | FIBER GLASS | SINGLE MATERIAL | NONE | EQUIPMENT | YES | NO | 3 | 0.23 | K
JM | PRECIPITATOR SG | FIBER GLASS | SINGLE MATERIAL | NONE | EQUIPMENT | YES | NO | 3.5 | 0.23 | K
JM | R11 FSK | FIBER GLASS | FACED SINGLE MATERIAL | METAL | WALL | YES | YES | 3.5 | 11 | R
JM | R11 FSK | FIBER GLASS | FACED SINGLE MATERIAL | METAL | WALL | YES | YES | 3.63 | 11 | R
JM | R13 FSK | FIBER GLASS | FACED SINGLE MATERIAL | METAL | CEILING | YES | YES | 3.625 | 13 | R
JM | R19 FSK | FIBER GLASS | FACED SINGLE MATERIAL | METAL | CLG WALL | YES | YES | 6.5 | 19 | R
JM | R21 FSK | FIBER GLASS | FACED SINGLE MATERIAL | METAL | CEILING | YES | YES | 5.5 | 21 | R
JM | R30 FSK | FIBER GLASS | FACED SINGLE MATERIAL | METAL | CEILING | YES | YES | 10.25 | 30 | R
JM | R38 FSK | FIBER GLASS | FACED SINGLE MATERIAL | METAL | CEILING | YES | YES | 12 | 38 | R
JM | R38 FSK | FIBER GLASS | FACED SINGLE MATERIAL | METAL | CEILING | YES | YES | 12.5 | 38 | R
JM | SG SERIES SPIN-GLAS SG22 | FIBER GLASS | SINGLE MATERIAL | NONE | EQUIPMENT | NO | NO | 0.5 | 0.22 | K
JM | SG SERIES SPIN-GLAS SG22 | FIBER GLASS | SINGLE MATERIAL | NONE | EQUIPMENT | NO | NO | 1 | 0.22 | K
JM | SG SERIES SPIN-GLAS SG22 | FIBER GLASS | SINGLE MATERIAL | NONE | EQUIPMENT | NO | NO | 1.5 | 0.22 | K
JM | SG SERIES SPIN-GLAS SG22 | FIBER GLASS | SINGLE MATERIAL | NONE | EQUIPMENT | NO | NO | 2 | 0.22 | K
JM | SG SERIES SPIN-GLAS SG22 | FIBER GLASS | SINGLE MATERIAL | NONE | EQUIPMENT | NO | NO | 2.5 | 0.22 | K
JM | SG SERIES SPIN-GLAS SG22 | FIBER GLASS | SINGLE MATERIAL | NONE | EQUIPMENT | NO | NO | 3 | 0.22 | K
JM | SG SERIES SPIN-GLAS SG22 | FIBER GLASS | SINGLE MATERIAL | NONE | EQUIPMENT | NO | NO | 3.5 | 0.22 | K
JM | SG SERIES SPIN-GLAS SG22 | FIBER GLASS | SINGLE MATERIAL | NONE | EQUIPMENT | NO | NO | 4 | 0.22 | K
JM | SG SERIES SPIN-GLAS SG23 | FIBER GLASS | SINGLE MATERIAL | NONE | EQUIPMENT | NO | NO | 0.5 | 0.23 | K
JM | SG SERIES SPIN-GLAS SG23 | FIBER GLASS | SINGLE MATERIAL | NONE | EQUIPMENT | NO | NO | 1 | 0.23 | K
JM | SG SERIES SPIN-GLAS SG23 | FIBER GLASS | SINGLE MATERIAL | NONE | EQUIPMENT | NO | NO | 1.5 | 0.23 | K
JM | SG SERIES SPIN-GLAS SG23 | FIBER GLASS | SINGLE MATERIAL | NONE | EQUIPMENT | NO | NO | 2 | 0.23 | K
JM | SG SERIES SPIN-GLAS SG23 | FIBER GLASS | SINGLE MATERIAL | NONE | EQUIPMENT | NO | NO | 2.5 | 0.23 | K
JM | SG SERIES SPIN-GLAS SG23 | FIBER GLASS | SINGLE MATERIAL | NONE | EQUIPMENT | NO | NO | 3 | 0.23 | K
JM | SG SERIES SPIN-GLAS SG23 | FIBER GLASS | SINGLE MATERIAL | NONE | EQUIPMENT | NO | NO | 3.5 | 0.23 | K
JM | SG SERIES SPIN-GLAS SG23 | FIBER GLASS | SINGLE MATERIAL | NONE | EQUIPMENT | NO | NO | 4 | 0.23 | K
JM | SG SERIES SPIN-GLAS SG24 | FIBER GLASS | SINGLE MATERIAL | NONE | EQUIPMENT | NO | NO | 0.5 | 0.24 | K
JM | SG SERIES SPIN-GLAS SG24 | FIBER GLASS | SINGLE MATERIAL | NONE | EQUIPMENT | NO | NO | 1 | 0.24 | K
JM | SG SERIES SPIN-GLAS SG24 | FIBER GLASS | SINGLE MATERIAL | NONE | EQUIPMENT | NO | NO | 1.5 | 0.24 | K
JM | SG SERIES SPIN-GLAS SG24 | FIBER GLASS | SINGLE MATERIAL | NONE | EQUIPMENT | NO | NO | 2 | 0.24 | K
JM | SG SERIES SPIN-GLAS SG24 | FIBER GLASS | SINGLE MATERIAL | NONE | EQUIPMENT | NO | NO | 2.5 | 0.24 | K
JM | SG SERIES SPIN-GLAS SG24 | FIBER GLASS | SINGLE MATERIAL | NONE | EQUIPMENT | NO | NO | 3 | 0.24 | K
JM | SG SERIES SPIN-GLAS SG24 | FIBER GLASS | SINGLE MATERIAL | NONE | EQUIPMENT | NO | NO | 3.5 | 0.24 | K
JM | SG SERIES SPIN-GLAS SG24 | FIBER GLASS | SINGLE MATERIAL | NONE | EQUIPMENT | NO | NO | 4 | 0.24 | K
JM | SG SERIES SPIN-GLAS SG25 | FIBER GLASS | SINGLE MATERIAL | NONE | EQUIPMENT | NO | NO | 0.5 | 0.25 | K
JM | SG SERIES SPIN-GLAS SG25 | FIBER GLASS | SINGLE MATERIAL | NONE | EQUIPMENT | NO | NO | 1 | 0.25 | K
JM | SG SERIES SPIN-GLAS SG25 | FIBER GLASS | SINGLE MATERIAL | NONE | EQUIPMENT | NO | NO | 1.5 | 0.25 | K
JM | SG SERIES SPIN-GLAS SG25 | FIBER GLASS | SINGLE MATERIAL | NONE | EQUIPMENT | NO | NO | 2 | 0.25 | K
JM | SG SERIES SPIN-GLAS SG25 | FIBER GLASS | SINGLE MATERIAL | NONE | EQUIPMENT | NO | NO | 2.5 | 0.25 | K
JM | SG SERIES SPIN-GLAS SG25 | FIBER GLASS | SINGLE MATERIAL | NONE | EQUIPMENT | NO | NO | 3 | 0.25 | K
JM | SG SERIES SPIN-GLAS SG25 | FIBER GLASS | SINGLE MATERIAL | NONE | EQUIPMENT | NO | NO | 3.5 | 0.25 | K
JM | SG SERIES SPIN-GLAS SG25 | FIBER GLASS | SINGLE MATERIAL | NONE | EQUIPMENT | NO | NO | 4 | 0.25 | K
JM | SG SERIES SPIN-GLAS SG26 | FIBER GLASS | SINGLE MATERIAL | NONE | EQUIPMENT | NO | NO | 0.5 | 0.26 | K
JM | SG SERIES SPIN-GLAS SG26 | FIBER GLASS | SINGLE MATERIAL | NONE | EQUIPMENT | NO | NO | 1 | 0.26 | K
JM | SG SERIES SPIN-GLAS SG26 | FIBER GLASS | SINGLE MATERIAL | NONE | EQUIPMENT | NO | NO | 1.5 | 0.26 | K
JM | SG SERIES SPIN-GLAS SG26 | FIBER GLASS | SINGLE MATERIAL | NONE | EQUIPMENT | NO | NO | 2 | 0.26 | K
JM | SG SERIES SPIN-GLAS SG26 | FIBER GLASS | SINGLE MATERIAL | NONE | EQUIPMENT | NO | NO | 2.5 | 0.26 | K
JM | SG SERIES SPIN-GLAS SG26 | FIBER GLASS | SINGLE MATERIAL | NONE | EQUIPMENT | NO | NO | 3 | 0.26 | K
JM | SG SERIES SPIN-GLAS SG26 | FIBER GLASS | SINGLE MATERIAL | NONE | EQUIPMENT | NO | NO | 3.5 | 0.26 | K
JM | SG SERIES SPIN-GLAS SG26 | FIBER GLASS | SINGLE MATERIAL | NONE | EQUIPMENT | NO | NO | 4 | 0.26 | K
JM | SG SERIES SPIN-GLAS SG28 | FIBER GLASS | SINGLE MATERIAL | NONE | EQUIPMENT | NO | NO | 0.5 | 0.27 | K
JM | SG SERIES SPIN-GLAS SG28 | FIBER GLASS | SINGLE MATERIAL | NONE | EQUIPMENT | NO | NO | 1 | 0.27 | K
JM | SG SERIES SPIN-GLAS SG28 | FIBER GLASS | SINGLE MATERIAL | NONE | EQUIPMENT | NO | NO | 1.5 | 0.27 | K
JM | SG SERIES SPIN-GLAS SG28 | FIBER GLASS | SINGLE MATERIAL | NONE | EQUIPMENT | NO | NO | 2 | 0.27 | K
JM | SG SERIES SPIN-GLAS SG28 | FIBER GLASS | SINGLE MATERIAL | NONE | EQUIPMENT | NO | NO | 2.5 | 0.27 | K
JM | SG SERIES SPIN-GLAS SG28 | FIBER GLASS | SINGLE MATERIAL | NONE | EQUIPMENT | NO | NO | 3 | 0.27 | K
JM | SG SERIES SPIN-GLAS SG28 | FIBER GLASS | SINGLE MATERIAL | NONE | EQUIPMENT | NO | NO | 3.5 | 0.27 | K
JM | SG SERIES SPIN-GLAS SG28 | FIBER GLASS | SINGLE MATERIAL | NONE | EQUIPMENT | NO | NO | 4 | 0.27 | K
JM | SG SERIES SPIN-GLAS SG30 | FIBER GLASS | SINGLE MATERIAL | NONE | EQUIPMENT | NO | NO | 0.5 | 0.3 | K
JM | SG SERIES SPIN-GLAS SG30 | FIBER GLASS | SINGLE MATERIAL | NONE | EQUIPMENT | NO | NO | 1 | 0.3 | K
JM | SG SERIES SPIN-GLAS SG30 | FIBER GLASS | SINGLE MATERIAL | NONE | EQUIPMENT | NO | NO | 1.5 | 0.3 | K
JM | SG SERIES SPIN-GLAS SG30 | FIBER GLASS | SINGLE MATERIAL | NONE | EQUIPMENT | NO | NO | 2 | 0.3 | K
JM | SG SERIES SPIN-GLAS SG30 | FIBER GLASS | SINGLE MATERIAL | NONE | EQUIPMENT | NO | NO | 2.5 | 0.3 | K
JM | SG SERIES SPIN-GLAS SG30 | FIBER GLASS | SINGLE MATERIAL | NONE | EQUIPMENT | NO | NO | 3 | 0.3 | K
JM | SG SERIES SPIN-GLAS SG30 | FIBER GLASS | SINGLE MATERIAL | NONE | EQUIPMENT | NO | NO | 3.5 | 0.3 | K
JM | SG SERIES SPIN-GLAS SG30 | FIBER GLASS | SINGLE MATERIAL | NONE | EQUIPMENT | NO | NO | 4 | 0.3 | K
JM | SG SERIES SPIN-GLAS SG32 | FIBER GLASS | SINGLE MATERIAL | NONE | EQUIPMENT | NO | NO | 0.5 | 0.32 | K
JM | SG SERIES SPIN-GLAS SG32 | FIBER GLASS | SINGLE MATERIAL | NONE | EQUIPMENT | NO | NO | 1 | 0.32 | K
JM | SG SERIES SPIN-GLAS SG32 | FIBER GLASS | SINGLE MATERIAL | NONE | EQUIPMENT | NO | NO | 1.5 | 0.32 | K
JM | SG SERIES SPIN-GLAS SG32 | FIBER GLASS | SINGLE MATERIAL | NONE | EQUIPMENT | NO | NO | 2 | 0.32 | K
JM | SG SERIES SPIN-GLAS SG32 | FIBER GLASS | SINGLE MATERIAL | NONE | EQUIPMENT | NO | NO | 2.5 | 0.32 | K
JM | SG SERIES SPIN-GLAS SG32 | FIBER GLASS | SINGLE MATERIAL | NONE | EQUIPMENT | NO | NO | 3 | 0.32 | K
JM | SG SERIES SPIN-GLAS SG32 | FIBER GLASS | SINGLE MATERIAL | NONE | EQUIPMENT | NO | NO | 3.5 | 0.32 | K
JM | SG SERIES SPIN-GLAS SG32 | FIBER GLASS | SINGLE MATERIAL | NONE | EQUIPMENT | NO | NO | 4 | 0.32 | K
JM | SG SERIES SPIN-GLAS SG34 | FIBER GLASS | SINGLE MATERIAL | NONE | EQUIPMENT | NO | NO | 0.5 | 0.34 | K
JM | SG SERIES SPIN-GLAS SG34 | FIBER GLASS | SINGLE MATERIAL | NONE | EQUIPMENT | NO | NO | 1 | 0.34 | K
JM | SG SERIES SPIN-GLAS SG34 | FIBER GLASS | SINGLE MATERIAL | NONE | EQUIPMENT | NO | NO | 1.5 | 0.34 | K
JM | SG SERIES SPIN-GLAS SG34 | FIBER GLASS | SINGLE MATERIAL | NONE | EQUIPMENT | NO | NO | 2 | 0.34 | K
JM | SG SERIES SPIN-GLAS SG34 | FIBER GLASS | SINGLE MATERIAL | NONE | EQUIPMENT | NO | NO | 2.5 | 0.34 | K
JM | SG SERIES SPIN-GLAS SG34 | FIBER GLASS | SINGLE MATERIAL | NONE | EQUIPMENT | NO | NO | 3 | 0.34 | K
JM | SG SERIES SPIN-GLAS SG34 | FIBER GLASS | SINGLE MATERIAL | NONE | EQUIPMENT | NO | NO | 3.5 | 0.34 | K
JM | SG SERIES SPIN-GLAS SG34 | FIBER GLASS | SINGLE MATERIAL | NONE | EQUIPMENT | NO | NO | 4 | 0.34 | K
JM | SPIRAL SG 75 | FIBER GLASS | SINGLE MATERIAL | NONE | DUCTS | YES | NO | 1 | 0.3 | K
JM | SPIRAL SG 75 | FIBER GLASS | SINGLE MATERIAL | NONE | DUCTS | YES | NO | 2 | 0.3 | K
JM | SPIRAL SG 85 | FIBER GLASS | SINGLE MATERIAL | NONE | DUCTS | YES | NO | 1 | 0.27 | K
JM | SPIRAL SG 85 | FIBER GLASS | SINGLE MATERIAL | NONE | DUCTS | YES | NO | 2 | 0.27 | K
JM | SPIRAL SG 100 | FIBER GLASS | SINGLE MATERIAL | NONE | DUCTS | YES | NO | 1 | 0.26 | K
JM | SPIRAL SG 100 | FIBER GLASS | SINGLE MATERIAL | NONE | DUCTS | YES | NO | 2 | 0.26 | K
JM | SPIRAL SG 125 | FIBER GLASS | SINGLE MATERIAL | NONE | DUCTS | YES | NO | 1 | 0.25 | K
JM | SPIRAL SG 125 | FIBER GLASS | SINGLE MATERIAL | NONE | DUCTS | YES | NO | 2 | 0.25 | K
JM | SPIRAL SG 150 | FIBER GLASS | SINGLE MATERIAL | NONE | DUCTS | YES | NO | 1 | 0.24 | K
JM | SPIRAL SG 150 | FIBER GLASS | SINGLE MATERIAL | NONE | DUCTS | YES | NO | 2 | 0.24 | K
JM | T.A.B. R11 KF | FIBER GLASS | FACED SINGLE MATERIAL | PAPER | CEILING | NO | YES | 4 | 11 | R
JM | T.A.B. R19 KF | FIBER GLASS | FACED SINGLE MATERIAL | PAPER | CEILING | NO | YES | 6.75 | 19 | R
JM | TUF-GLAS/VALULITE 24 | FIBER GLASS | SINGLE MATERIAL | NONE | EQUIPMENT | NO | NO | 0.5 | 0.24 | K
JM | TUF-GLAS/VALULITE 24 | FIBER GLASS | SINGLE MATERIAL | NONE | EQUIPMENT | NO | NO | 1 | 0.24 | K
JM | TUF-GLAS/VALULITE 25 | FIBER GLASS | SINGLE MATERIAL | NONE | EQUIPMENT | NO | NO | 0.5 | 0.25 | K
JM | TUF-GLAS/VALULITE 25 | FIBER GLASS | SINGLE MATERIAL | NONE | EQUIPMENT | NO | NO | 1 | 0.25 | K
JM | TUF-SKIN | FIBER GLASS | COMPOSITE | FIBERGLASS | EQUIPMENT | YES | NO | 0.5 | 0.48 | C
JM | TUF-SKIN | FIBER GLASS | COMPOSITE | FIBERGLASS | EQUIPMENT | YES | NO | 0.75 | 0.31 | C
JM | TUF-SKIN | FIBER GLASS | COMPOSITE | FIBERGLASS | EQUIPMENT | YES | NO | 1 | 0.24 | C
JM | TUF-SKIN | FIBER GLASS | COMPOSITE | FIBERGLASS | EQUIPMENT | YES | NO | 1.5 | 0.17 | C
JM | TUF-SKIN | FIBER GLASS | COMPOSITE | FIBERGLASS | EQUIPMENT | YES | NO | 2 | 0.13 | C
JM | TUF-SKIN II | FIBER GLASS | COMPOSITE | FIBERGLASS | EQUIPMENT | YES | NO | 0.5 | 0.52 | C
JM | TUF-SKIN II | FIBER GLASS | COMPOSITE | FIBERGLASS | EQUIPMENT | YES | NO | 0.75 | 0.36 | C
JM | TUF-SKIN II | FIBER GLASS | COMPOSITE | FIBERGLASS | EQUIPMENT | YES | NO | 1 | 0.26 | C
JM | TUF-SKIN II | FIBER GLASS | COMPOSITE | FIBERGLASS | EQUIPMENT | YES | NO | 1.5 | 0.18 | C
JM | TUF-SKIN II | FIBER GLASS | COMPOSITE | FIBERGLASS | EQUIPMENT | YES | NO | 2 | 0.13 | C
JM | ZESTON HI-LO INSULATION INSERTS | FIBER GLASS | SINGLE MATERIAL | NONE | EQUIPMENT | YES | NO | 2 | 0.26 | K
| NOTE: KF = Kraft-Faced |  | UNF = SINGLE MATERIAL |  | KF/FF = Kraft-Faced Formaldehyde-Free
* DESCRIPTION OF BRAND CODES:
JM = JOHNS MANVILLE
Knauf Insulation - T 1002 |  |  |  | Updated 06/30/2023
KNF | CBI-25 BLDG INS | FIBERGLASS | FACED SINGLE MATERIAL | METAL | CEILING | YES | YES | 6.5 | 22 | R
KNF | CBI-25 BLDG INS | FIBERGLASS | FACED SINGLE MATERIAL | METAL | CEILING | YES | YES | 8.25 | 30 | R
KNF | CBI-25 BLDG INS | FIBERGLASS | FACED SINGLE MATERIAL | METAL | CEILING | YES | YES | 10 | 30 | R
KNF | CBI-25 BLDG INS | FIBERGLASS | FACED SINGLE MATERIAL | METAL | CEILING | YES | YES | 10.25 | 38 | R
KNF | CBI-25 BLDG INS | FIBERGLASS | FACED SINGLE MATERIAL | METAL | CEILING | YES | YES | 12 | 38 | R
KNF | CBI-25 BLDG INS | FIBERGLASS | FACED SINGLE MATERIAL | METAL | WALL | YES | YES | 3.5 | 11 | R
KNF | CBI-25 BLDG INS | FIBERGLASS | FACED SINGLE MATERIAL | METAL | WALL | YES | YES | 3.5 | 13 | R
KNF | CBI-25 BLDG INS | FIBERGLASS | FACED SINGLE MATERIAL | METAL | WALL | YES | YES | 3.5 | 15 | R
KNF | CBI-25 BLDG INS | FIBERGLASS | FACED SINGLE MATERIAL | METAL | WALL CLG | YES | YES | 6.25 | 19 | R
KNF | FLXDTLINEM 1.5 PCF | FIBERGLASS | FACED SINGLE MATERIAL | PLASTIC | DUCTS | NO | NO | 1 | 0.25 | C
KNF | FLXDTLINEM 1.5 PCF | FIBERGLASS | FACED SINGLE MATERIAL | PLASTIC | DUCTS | NO | NO | 1.5 | 0.17 | C
KNF | FLXDTLINEM 1.5 PCF | FIBERGLASS | FACED SINGLE MATERIAL | PLASTIC | DUCTS | NO | NO | 2 | 0.13 | C
KNF | FLXDTLINEM 2.0 PCF | FIBERGLASS | FACED SINGLE MATERIAL | PLASTIC | DUCTS | NO | NO | 0.5 | 0.48 | C
KNF | FLXDTLINEM 2.0 PCF | FIBERGLASS | FACED SINGLE MATERIAL | PLASTIC | DUCTS | NO | NO | 1 | 0.24 | C
KNF | FLXDTLINEM 2.0 PCF | FIBERGLASS | FACED SINGLE MATERIAL | PLASTIC | DUCTS | NO | NO | 1.5 | 0.16 | C
KNF | FOIL FACED BLDG INS | FIBERGLASS | FACED SINGLE MATERIAL | METAL | CEILING | NO | YES | 6.5 | 22 | R
KNF | FOIL FACED BLDG INS | FIBERGLASS | FACED SINGLE MATERIAL | METAL | CEILING | NO | YES | 8.25 | 30 | R
KNF | FOIL FACED BLDG INS | FIBERGLASS | FACED SINGLE MATERIAL | METAL | CEILING | NO | YES | 10 | 30 | R
KNF | FOIL FACED BLDG INS | FIBERGLASS | FACED SINGLE MATERIAL | METAL | CEILING | NO | YES | 10.25 | 38 | R
KNF | FOIL FACED BLDG INS | FIBERGLASS | FACED SINGLE MATERIAL | METAL | CEILING | NO | YES | 12 | 38 | R
KNF | FOIL FACED BLDG INS | FIBERGLASS | FACED SINGLE MATERIAL | METAL | WALL | NO | YES | 3.5 | 11 | R
KNF | FOIL FACED BLDG INS | FIBERGLASS | FACED SINGLE MATERIAL | METAL | WALL | NO | YES | 3.5 | 13 | R
KNF | FOIL FACED BLDG INS | FIBERGLASS | FACED SINGLE MATERIAL | METAL | WALL | NO | YES | 3.5 | 15 | R
KNF | FOIL FACED BLDG INS | FIBERGLASS | FACED SINGLE MATERIAL | METAL | WALL CLG | NO | YES | 5.5 | 21 | R
KNF | FOIL FACED BLDG INS | FIBERGLASS | FACED SINGLE MATERIAL | METAL | WALL CLG | NO | YES | 6.25 | 19 | R
KNF | KRAFT FACED BLDG INS | FIBERGLASS | FACED SINGLE MATERIAL | PAPER | CEILING | NO | YES | 6.5 | 22 | R
KNF | KRAFT FACED BLDG INS | FIBERGLASS | FACED SINGLE MATERIAL | PAPER | CEILING | NO | YES | 8.25 | 30 | R
KNF | KRAFT FACED BLDG INS | FIBERGLASS | FACED SINGLE MATERIAL | PAPER | CEILING | NO | YES | 10 | 30 | R
KNF | KRAFT FACED BLDG INS | FIBERGLASS | FACED SINGLE MATERIAL | PAPER | CEILING | NO | YES | 10.25 | 38 | R
KNF | KRAFT FACED BLDG INS | FIBERGLASS | FACED SINGLE MATERIAL | PAPER | CEILING | NO | YES | 12 | 38 | R
KNF | KRAFT FACED BLDG INS | FIBERGLASS | FACED SINGLE MATERIAL | PAPER | CEILING | NO | YES | 13.75 | 49 | R
KNF | KRAFT FACED BLDG INS | FIBERGLASS | FACED SINGLE MATERIAL | PAPER | FLOOR | NO | YES | 8 | 25 | R
KNF | KRAFT FACED BLDG INS | FIBERGLASS | FACED SINGLE MATERIAL | PAPER | WALL | NO | YES | 3.5 | 11 | R
KNF | KRAFT FACED BLDG INS | FIBERGLASS | FACED SINGLE MATERIAL | PAPER | WALL | NO | YES | 3.5 | 13 | R
KNF | KRAFT FACED BLDG INS | FIBERGLASS | FACED SINGLE MATERIAL | PAPER | WALL | NO | YES | 3.5 | 15 | R
KNF | KRAFT FACED BLDG INS | FIBERGLASS | FACED SINGLE MATERIAL | PAPER | WALL CLG | NO | YES | 5.5 | 21 | R
KNF | KRAFT FACED BLDG INS | FIBERGLASS | FACED SINGLE MATERIAL | PAPER | WALL CLG | NO | YES | 5.5 | 23 | R
KNF | KRAFT FACED BLDG INS | FIBERGLASS | FACED SINGLE MATERIAL | PAPER | WALL CLG | NO | YES | 6.25 | 19 | R
KNF | KRAFT FACED BLDG INS IRD | FIBERGLASS | FACED SINGLE MATERIAL | PAPER | ROOF DECK | NO | YES | 6.25 | 19 | R
KNF | MANUFACTURED HSING | FIBERGLASS | SINGLE MATERIAL | NONE | CEILING | YES | NO | 9.5 | 30 | R
KNF | MANUFACTURED HSING | FIBERGLASS | SINGLE MATERIAL | NONE | CLG FLR | YES | NO | 4.5 | 14 | R
KNF | MANUFACTURED HSING | FIBERGLASS | SINGLE MATERIAL | NONE | CLG FLR | YES | NO | 6.25 | 19 | R
KNF | MANUFACTURED HSING | FIBERGLASS | SINGLE MATERIAL | NONE | WALL | YES | NO | 1.5 | 5 | R
KNF | MANUFACTURED HSING | FIBERGLASS | SINGLE MATERIAL | NONE | WALL | YES | NO | 2.25 | 7 | R
KNF | MANUFACTURED HSING | FIBERGLASS | SINGLE MATERIAL | NONE | WALL | YES | NO | 3.5 | 11 | R
KNF | MANUFACTURED HSING | FIBERGLASS | SINGLE MATERIAL | NONE | WALL | YES | NO | 3.5 | 13 | R
KNF | MASONARY WALL INS | FIBERGLASS | SINGLE MATERIAL | NONE | WALL | YES | NO | 0.75 | 3 | R
KNF | MASONARY WALL INS | FIBERGLASS | SINGLE MATERIAL | NONE | WALL | YES | NO | 1.5 | 5 | R
KNF | METAL BUILDING INS | FIBERGLASS | SINGLE MATERIAL | NONE | WALL CLG | YES | NO | 3 | 10 | R
KNF | METAL BUILDING INS | FIBERGLASS | SINGLE MATERIAL | NONE | WALL CLG | YES | NO | 3.5 | 11 | R
KNF | METAL BUILDING INS | FIBERGLASS | SINGLE MATERIAL | NONE | WALL CLG | YES | NO | 4 | 13 | R
KNF | METAL BUILDING INS | FIBERGLASS | SINGLE MATERIAL | NONE | WALL CLG | YES | NO | 5 | 16 | R
KNF | METAL BUILDING INS | FIBERGLASS | SINGLE MATERIAL | NONE | WALL CLG | YES | NO | 6 | 19 | R
KNF | METAL BUILDING INS | FIBERGLASS | SINGLE MATERIAL | NONE | WALL CLG | YES | NO | 8 | 25 | R
KNF | METAL BUILDING INS | FIBERGLASS | SINGLE MATERIAL | NONE | WALL CLG | YES | NO | 9.5 | 30 | R
KNF | UMBI | FIBERGLASS | SINGLE MATERIAL | NONE | WALL CLG | YES | NO | 3 | 10 | R
KNF | UMBI | FIBERGLASS | SINGLE MATERIAL | NONE | WALL CLG | YES | NO | 3.5 | 12 | R
KNF | UMBI | FIBERGLASS | SINGLE MATERIAL | NONE | WALL CLG | YES | NO | 4.25 | 14 | R
KNF | UMBI | FIBERGLASS | SINGLE MATERIAL | NONE | WALL CLG | YES | NO | 6 | 20 | R
KNF | UNFACED BLDS INS | FIBERGLASS | SINGLE MATERIAL | NONE | CEILING | YES | NO | 6.5 | 22 | R
KNF | UNFACED BLDS INS | FIBERGLASS | SINGLE MATERIAL | NONE | CEILING | YES | NO | 8.25 | 30 | R
KNF | UNFACED BLDS INS | FIBERGLASS | SINGLE MATERIAL | NONE | CEILING | YES | NO | 10 | 30 | R
KNF | UNFACED BLDS INS | FIBERGLASS | SINGLE MATERIAL | NONE | CEILING | YES | NO | 10.25 | 38 | R
KNF | UNFACED BLDS INS | FIBERGLASS | SINGLE MATERIAL | NONE | CEILING | YES | NO | 12 | 38 | R
KNF | UNFACED BLDS INS | FIBERGLASS | SINGLE MATERIAL | NONE | CEILING | YES | NO | 13.75 | 49 | R
KNF | UNFACED BLDS INS | FIBERGLASS | SINGLE MATERIAL | NONE | FLOOR | YES | NO | 8 | 25 | R
KNF | UNFACED BLDS INS | FIBERGLASS | SINGLE MATERIAL | NONE | WALL | YES | NO | 2.5 | 8 | R
KNF | UNFACED BLDS INS | FIBERGLASS | SINGLE MATERIAL | NONE | WALL | YES | NO | 3.5 | 11 | R
KNF | UNFACED BLDS INS | FIBERGLASS | SINGLE MATERIAL | NONE | WALL | YES | NO | 3.5 | 13 | R
KNF | UNFACED BLDS INS | FIBERGLASS | SINGLE MATERIAL | NONE | WALL | YES | NO | 3.5 | 15 | R
KNF | UNFACED BLDS INS | FIBERGLASS | SINGLE MATERIAL | NONE | WALL CLG | YES | NO | 5.5 | 21 | R
KNF | UNFACED BLDS INS | FIBERGLASS | SINGLE MATERIAL | NONE | WALL CLG | YES | NO | 5.5 | 23 | R
KNF | UNFACED BLDS INS | FIBERGLASS | SINGLE MATERIAL | NONE | WALL CLG | YES | NO | 6.25 | 19 | R
* DESCRIPTION OF BRAND CODES:
KNF = KNAUF INSULATION
Owens Corning Insulating Systems LLC - T 1428 |  |  |  | Updated 12/15/2023
FG | ROTARY DUCT LINER R-2.2 | FIBERGLASS | SINGLE MATERIAL | OTHER | DUCTS | YES | NO | 0.5 | 0.23 | K
FG | ROTARY DUCT LINER R-4.2 | FIBERGLASS | SINGLE MATERIAL | OTHER | DUCTS | YES | NO | 1 | 0.24 | K
FG | ROTARY DUCT LINER R-6 | FIBERGLASS | SINGLE MATERIAL | OTHER | DUCTS | YES | NO | 1.5 | 0.24 | K
FG | ROTARY DUCT LINER R-8 | FIBERGLASS | SINGLE MATERIAL | OTHER | DUCTS | YES | NO | 2 | 0.24 | K
FG | DUCT LINER HD-ROLL | FIBERGLASS | SINGLE MATERIAL | OTHER | DUCTS | YES | NO | 1 | 0.23 | K
FG | FLAME SPREAD 25 | FIBERGLASS | FACED SINGLE MATERIAL | METAL | CLG WALL FLR | YES | YES | 3.5 | 13 | R
FG | FLAME SPREAD 25 | FIBERGLASS | FACED SINGLE MATERIAL | METAL | CLG WALL FLR | YES | YES | 6 | 21 | R
FG | FLAME SPREAD 25 | FIBERGLASS | FACED SINGLE MATERIAL | METAL | CLG WALL FLR | YES | YES | 6.5 | 19 | R
FG | FLAME SPREAD 25 | FIBERGLASS | FACED SINGLE MATERIAL | METAL | CLG WALL FLR | YES | YES | 10 | 30 | R
FG | FLAME SPREAD 25 | FIBERGLASS | FACED SINGLE MATERIAL | METAL | CLG WALL FLR | YES | YES | 12.5 | 38 | R
FG | FLAME SPREAD 25 | FIBERGLASS | FACED SINGLE MATERIAL | POLY | CLG WALL FLR | YES | YES | 3.5 | 13 | R
FG | FLAME SPREAD 25 | FIBERGLASS | FACED SINGLE MATERIAL | POLY | CLG WALL FLR | YES | YES | 6.5 | 19 | R
FG | FOIL FACED B INS | FIBERGLASS | FACED SINGLE MATERIAL | METAL | CLG WALL FLR | NO | YES | 3.5 | 11 | R
FG | FOIL FACED B INS | FIBERGLASS | FACED SINGLE MATERIAL | METAL | CLG WALL FLR | NO | YES | 3.5 | 13 | R
FG | FOIL FACED B INS | FIBERGLASS | FACED SINGLE MATERIAL | METAL | CLG WALL FLR | NO | YES | 6.5 | 19 | R
FG | FOIL FACED B INS | FIBERGLASS | FACED SINGLE MATERIAL | METAL | CLG WALL FLR | NO | YES | 10 | 30 | R
FG | KRAFT FACED B IN | FIBERGLASS | FACED SINGLE MATERIAL | PAPER | CLG FLR | NO | YES | 9.5 | 30 | R
FG | KRAFT FACED B IN | FIBERGLASS | FACED SINGLE MATERIAL | PAPER | CLG FLR | NO | YES | 10 | 30 | R
FG | KRAFT FACED B IN | FIBERGLASS | FACED SINGLE MATERIAL | PAPER | CLG FLR | NO | YES | 12.5 | 38 | R
FG | KRAFT FACED B IN | FIBERGLASS | FACED SINGLE MATERIAL | PAPER | CLG FLR | NO | YES | 14 | 49 | R
FG | KRAFT FACED B IN | FIBERGLASS | FACED SINGLE MATERIAL | PAPER | CLG WALL FLR | NO | YES | 3.5 | 11 | R
FG | KRAFT FACED B IN | FIBERGLASS | FACED SINGLE MATERIAL | PAPER | CLG WALL FLR | NO | YES | 3.5 | 13 | R
FG | KRAFT FACED B IN | FIBERGLASS | FACED SINGLE MATERIAL | PAPER | CLG WALL FLR | NO | YES | 6.25 | 19 | R
FG | KRAFT FACED B IN | FIBERGLASS | FACED SINGLE MATERIAL | PAPER | CLG WALL FLR | NO | YES | 6.5 | 19 | R
FG | KRAFT FACED B IN | FIBERGLASS | FACED SINGLE MATERIAL | PAPER | CLG WALL FLR | NO | YES | 6.75 | 22 | R
FG | KRAFT FACED B IN | FIBERGLASS | FACED SINGLE MATERIAL | PAPER | WALL | NO | YES | 3.5 | 15 | R
FG | KRAFT FACED B IN | FIBERGLASS | FACED SINGLE MATERIAL | PAPER | WALL | NO | YES | 5.5 | 21 | R
FG | KRAFT FACED B IN | FIBERGLASS | FACED SINGLE MATERIAL | PAPER | WALL | NO | YES | 6 | 21 | R
FG | MBI CERTIFIED R | FIBERGLASS | SINGLE MATERIAL | NONE | CLG WALL | YES | NO | 3.4 | 10 | R
FG | MBI CERTIFIED R | FIBERGLASS | SINGLE MATERIAL | NONE | CLG WALL | YES | NO | 3.7 | 11 | R
FG | MBI CERTIFIED R | FIBERGLASS | SINGLE MATERIAL | NONE | CLG WALL | YES | NO | 4.3 | 13 | R
FG | MBI CERTIFIED R | FIBERGLASS | SINGLE MATERIAL | NONE | CLG WALL | YES | NO | 5.3 | 16 | R
FG | MBI CERTIFIED R | FIBERGLASS | SINGLE MATERIAL | NONE | CLG WALL | YES | NO | 6.3 | 19 | R
FG | MBI CERTIFIED R | FIBERGLASS | SINGLE MATERIAL | NONE | CLG WALL | YES | NO | 6.5 | 20 | R
FG | MBI CERTIFIED R | FIBERGLASS | SINGLE MATERIAL | NONE | CLG WALL | YES | NO | 8 | 25 | R
FG | MBI CERTIFIED R | FIBERGLASS | SINGLE MATERIAL | NONE | CLG WALL | YES | NO | 9.25 | 30 | R
FG | R30 CATHEDRAL KR | FIBERGLASS | FACED SINGLE MATERIAL | PAPER | CEILING | NO | YES | 8.25 | 30 | R
FG | R30 CATHEDRAL UN | FIBERGLASS | SINGLE MATERIAL | NONE | CEILING | YES | NO | 8.25 | 30 | R
FG | R38 CATHEDRAL KR | FIBERGLASS | FACED SINGLE MATERIAL | PAPER | CEILING | NO | YES | 10.25 | 38 | R
FG | R38 CATHEDRAL UN | FIBERGLASS | SINGLE MATERIAL | NONE | CEILING | YES | NO | 10.25 | 38 | R
FG | TIW TYPE 1-HP | FIBERGLASS | SINGLE MATERIAL | NONE | EQUIPMENT | NO | NO | 1 | 0.24 | K
FG | TIW TYPE 1-HP | FIBERGLASS | SINGLE MATERIAL | NONE | EQUIPMENT | NO | NO | 1.5 | 0.24 | K
FG | TIW TYPE 1-HP | FIBERGLASS | SINGLE MATERIAL | NONE | EQUIPMENT | NO | NO | 2 | 0.24 | K
FG | TIW TYPE 1-HP | FIBERGLASS | SINGLE MATERIAL | NONE | EQUIPMENT | NO | NO | 2.5 | 0.24 | K
FG | TIW TYPE 1-HP | FIBERGLASS | SINGLE MATERIAL | NONE | EQUIPMENT | NO | NO | 3 | 0.24 | K
FG | TIW TYPE 1-HP | FIBERGLASS | SINGLE MATERIAL | NONE | EQUIPMENT | NO | NO | 3.5 | 0.24 | K
FG | TIW TYPE 1-HP | FIBERGLASS | SINGLE MATERIAL | NONE | EQUIPMENT | NO | NO | 4 | 0.24 | K
FG | TIW TYPE 2-HP | FIBERGLASS | SINGLE MATERIAL | NONE | EQUIPMENT | NO | NO | 1 | 0.22 | K
FG | TIW TYPE 2-HP | FIBERGLASS | SINGLE MATERIAL | NONE | EQUIPMENT | NO | NO | 1.5 | 0.22 | K
FG | TIW TYPE 2-HP | FIBERGLASS | SINGLE MATERIAL | NONE | EQUIPMENT | NO | NO | 2 | 0.22 | K
FG | TIW TYPE 2-HP | FIBERGLASS | SINGLE MATERIAL | NONE | EQUIPMENT | NO | NO | 2.5 | 0.22 | K
FG | TIW TYPE 2-HP | FIBERGLASS | SINGLE MATERIAL | NONE | EQUIPMENT | NO | NO | 3 | 0.22 | K
FG | TIW TYPE 2-HP | FIBERGLASS | SINGLE MATERIAL | NONE | EQUIPMENT | NO | NO | 3.5 | 0.22 | K
FG | TIW TYPE 2-HP | FIBERGLASS | SINGLE MATERIAL | NONE | EQUIPMENT | NO | NO | 4 | 0.22 | K
FG | UNFACED BLDG INS | FIBERGLASS | SINGLE MATERIAL | NONE | CEILING | YES | NO | 8 | 25 | R
FG | UNFACED BLDG INS | FIBERGLASS | SINGLE MATERIAL | NONE | CLG FLR | YES | NO | 9.5 | 30 | R
FG | UNFACED BLDG INS | FIBERGLASS | SINGLE MATERIAL | NONE | CLG FLR | YES | NO | 10 | 30 | R
FG | UNFACED BLDG INS | FIBERGLASS | SINGLE MATERIAL | NONE | CLG FLR | YES | NO | 12.5 | 38 | R
FG | UNFACED BLDG INS | FIBERGLASS | SINGLE MATERIAL | NONE | CLG FLR | YES | NO | 14 | 49 | R
FG | UNFACED BLDG INS | FIBERGLASS | SINGLE MATERIAL | NONE | CLG WALL FLR | YES | NO | 3.5 | 11 | R
FG | UNFACED BLDG INS | FIBERGLASS | SINGLE MATERIAL | NONE | CLG WALL FLR | YES | NO | 3.5 | 13 | R
FG | UNFACED BLDG INS | FIBERGLASS | SINGLE MATERIAL | NONE | CLG WALL FLR | YES | NO | 6.25 | 19 | R
FG | UNFACED BLDG INS | FIBERGLASS | SINGLE MATERIAL | NONE | CLG WALL FLR | YES | NO | 6.5 | 19 | R
FG | UNFACED BLDG INS | FIBERGLASS | SINGLE MATERIAL | NONE | WALL | YES | NO | 3.5 | 15 | R
FG | UNFACED BLDG INS | FIBERGLASS | SINGLE MATERIAL | NONE | WALL | YES | NO | 5.5 | 21 | R
FG | UNFACED BLDG INS | FIBERGLASS | SINGLE MATERIAL | NONE | WALL | YES | NO | 6 | 21 | R
* DESCRIPTION OF BRAND CODES:
FG = FIBERGLAS
Rockwool - T 1360 |  |  |  | Updated 12/01/2023
RI | COMFORTBATT | ROCKWOOL | SINGLE MATERIAL | NONE | WALL | YES | NO | 3.5 | 13 | R
RI | COMFORTBATT | ROCKWOOL | SINGLE MATERIAL | NONE | WALL | YES | NO | 3.5 | 15 | R
RI | COMFORTBATT | ROCKWOOL | SINGLE MATERIAL | NONE | WALL | YES | NO | 5.5 | 21 | R
RI | COMFORTBATT | ROCKWOOL | SINGLE MATERIAL | NONE | WALL | YES | NO | 5.5 | 23 | R
RI | COMFORTBATT | ROCKWOOL | SINGLE MATERIAL | NONE | WALL | YES | NO | 6 | 24 | R
RI | COMFORTBATT | ROCKWOOL | SINGLE MATERIAL | NONE | WALL | YES | NO | 7.25 | 30 | R
RI | COMFORTBATT | ROCKWOOL | SINGLE MATERIAL | NONE | WALL | YES | NO | 8 | 32 | R
RI | COMFORTBATT | ROCKWOOL | SINGLE MATERIAL | NONE | WALL | YES | NO | 9.5 | 38 | R
* DESCRIPTION OF BRAND CODES:
RI = ROCKWOOL
Silvercote - T 1557 |  |  |  | Updated 06/30/2023
GBP | MBI-258R8 | FIBERGLASS | SINGLE MATERIAL | NONE | ROOF WALL | YES | YES | 2.63 | 8 | R
GBP | MBI-2625R8 | FIBERGLASS | FACED SINGLE MATERIAL | PLASTIC | ROOF WALL | YES | YES | 2.63 | 8 | R
GBP | MBI-30R10 | FIBERGLASS | FACED SINGLE MATERIAL | PLASTIC | ROOF WALL | YES | YES | 3 | 10 | R
GBP | MBI-30R10 | FIBERGLASS | SINGLE MATERIAL | NONE | ROOF WALL | YES | YES | 3 | 10 | R
GBP | MBI-35R11 | FIBERGLASS | FACED SINGLE MATERIAL | PLASTIC | ROOF WALL | YES | YES | 3.5 | 11 | R
GBP | MBI-35R11 | FIBERGLASS | SINGLE MATERIAL | NONE | ROOF WALL | YES | YES | 3.5 | 11 | R
GBP | MBI-40R13 | FIBERGLASS | FACED SINGLE MATERIAL | PLASTIC | ROOF WALL | YES | YES | 4 | 13 | R
GBP | MBI-40R13 | FIBERGLASS | SINGLE MATERIAL | NONE | ROOF WALL | YES | YES | 4 | 13 | R
GBP | MBI-60R19 | FIBERGLASS | FACED SINGLE MATERIAL | PLASTIC | ROOF WALL | YES | YES | 6 | 19 | R
GBP | MBI-60R19 | FIBERGLASS | SINGLE MATERIAL | NONE | ROOF WALL | YES | YES | 6 | 19 | R
GBP | MBI-80R25 | FIBERGLASS | FACED SINGLE MATERIAL | PLASTIC | ROOF WALL | YES | YES | 8 | 25 | R
GBP | MBI-80R25 | FIBERGLASS | SINGLE MATERIAL | NONE | ROOF WALL | YES | YES | 8 | 25 | R
GBP | MBI-95R30 | FIBERGLASS | FACED SINGLE MATERIAL | PLASTIC | ROOF WALL | YES | YES | 9.5 | 30 | R
GBP | MBI-95R30 | FIBERGLASS | SINGLE MATERIAL | NONE | ROOF WALL | YES | YES | 9.5 | 30 | R
* DESCRIPTION OF BRAND CODES:
GBP = GBP/ SILVERCOTE
Note on A5: ULTRATOUCH
Note on A6: ULTRATOUCH
Note on A14: CERTAINTEED
Note on A15: CERTAINTEED
Note on A16: CERTAINTEED
Note on A17: CERTAINTEED
Note on A18: CERTAINTEED
Note on A19: CERTAINTEED
Note on A20: CERTAINTEED
Note on A21: CERTAINTEED
Note on A22: CERTAINTEED
Note on A23: CERTAINTEED
Note on A24: CERTAINTEED
Note on A25: CERTAINTEED
Note on A26: CERTAINTEED
Note on A27: CERTAINTEED
Note on A28: CERTAINTEED
Note on A29: CERTAINTEED
Note on A30: CERTAINTEED
Note on A31: CERTAINTEED
Note on A32: CERTAINTEED
Note on A33: CERTAINTEED
Note on A34: CERTAINTEED
Note on A35: CERTAINTEED
Note on A36: CERTAINTEED
Note on A37: CERTAINTEED
Note on A38: CERTAINTEED
Note on A39: CERTAINTEED
Note on A40: CERTAINTEED
Note on A41: CERTAINTEED
Note on A42: CERTAINTEED
Note on A44: CERTAINTEED
Note on A45: CERTAINTEED
Note on A46: CERTAINTEED
Note on A47: CERTAINTEED
Note on A48: CERTAINTEED
Note on A49: CERTAINTEED
Note on A50: CERTAINTEED
Note on A51: CERTAINTEED
Note on A52: CERTAINTEED
Note on A53: CERTAINTEED
Note on A54: CERTAINTEED
Note on A55: CERTAINTEED
Note on A56: CERTAINTEED
Note on A57: CERTAINTEED
Note on A58: CERTAINTEED
Note on A61: CERTAINTEED
Note on A62: CERTAINTEED
Note on A63: CERTAINTEED
Note on A64: CERTAINTEED
Note on A65: CERTAINTEED
Note on A66: CERTAINTEED
Note on A67: CERTAINTEED
Note on A68: CERTAINTEED
Note on A69: CERTAINTEED
Note on A70: CERTAINTEED
Note on A71: CERTAINTEED
Note on A72: CERTAINTEED
Note on A73: CERTAINTEED
Note on A74: CERTAINTEED
Note on A75: CERTAINTEED
Note on A76: CERTAINTEED
Note on A77: CERTAINTEED
Note on A78: CERTAINTEED
Note on A79: CERTAINTEED
Note on A80: CERTAINTEED
Note on A81: CERTAINTEED
Note on A82: CERTAINTEED
Note on A83: CERTAINTEED
Note on A84: CERTAINTEED
Note on A85: CERTAINTEED
Note on A86: CERTAINTEED
Note on A87: CERTAINTEED
Note on A88: CERTAINTEED
Note on A89: CERTAINTEED
Note on A90: CERTAINTEED
Note on A91: CERTAINTEED
Note on A92: CERTAINTEED
Note on A93: CERTAINTEED
Note on A94: CERTAINTEED
Note on A95: CERTAINTEED
Note on A96: CERTAINTEED
Note on A106: INSUL-QUILTS
Note on A115: INSUL-THERM
Note on A116: INSUL-THERM
Note on A117: INSUL-THERM
Note on A118: INSUL-THERM
Note on A119: INSUL-THERM
Note on A120: INSUL-THERM
Note on A121: INSUL-THERM
Note on A128: JOHNS MANVILLE
Note on A129: JOHNS MANVILLE
Note on A130: JOHNS MANVILLE
Note on A131: JOHNS MANVILLE
Note on A132: JOHNS MANVILLE
Note on A133: JOHNS MANVILLE
Note on A134: JOHNS MANVILLE
Note on A135: JOHNS MANVILLE
Note on A136: JOHNS MANVILLE
Note on A137: JOHNS MANVILLE
Note on A138: JOHNS MANVILLE
Note on A139: JOHNS MANVILLE
Note on A140: JOHNS MANVILLE
Note on A141: JOHNS MANVILLE
Note on A142: JOHNS MANVILLE
Note on A143: JOHNS MANVILLE
Note on A144: JOHNS MANVILLE
Note on A145: JOHNS MANVILLE
Note on A146: JOHNS MANVILLE
Note on A147: JOHNS MANVILLE
Note on A148: JOHNS MANVILLE
Note on A149: JOHNS MANVILLE
Note on A150: JOHNS MANVILLE
Note on A151: JOHNS MANVILLE
Note on A152: JOHNS MANVILLE
Note on A153: JOHNS MANVILLE
Note on A154: JOHNS MANVILLE
Note on A155: JOHNS MANVILLE
Note on A156: JOHNS MANVILLE
Note on A157: JOHNS MANVILLE
Note on A158: JOHNS MANVILLE
Note on A159: JOHNS MANVILLE
Note on A160: JOHNS MANVILLE
Note on A161: JOHNS MANVILLE
Note on A162: JOHNS MANVILLE
Note on A163: JOHNS MANVILLE
Note on A164: JOHNS MANVILLE
Note on A165: JOHNS MANVILLE
Note on A166: JOHNS MANVILLE
Note on A167: JOHNS MANVILLE
Note on A168: JOHNS MANVILLE
Note on A169: JOHNS MANVILLE
Note on A170: JOHNS MANVILLE
Note on A171: JOHNS MANVILLE
Note on A172: JOHNS MANVILLE
Note on A173: JOHNS MANVILLE
Note on A174: JOHNS MANVILLE
Note on A175: JOHNS MANVILLE
Note on A176: JOHNS MANVILLE
Note on A177: JOHNS MANVILLE
Note on A178: JOHNS MANVILLE
Note on A179: JOHNS MANVILLE
Note on A180: JOHNS MANVILLE
Note on A181: JOHNS MANVILLE
Note on A182: JOHNS MANVILLE
Note on A183: JOHNS MANVILLE
Note on A184: JOHNS MANVILLE
Note on A185: JOHNS MANVILLE
Note on A186: JOHNS MANVILLE
Note on A187: JOHNS MANVILLE
Note on A188: JOHNS MANVILLE
Note on A189: JOHNS MANVILLE
Note on A190: JOHNS MANVILLE
Note on A191: JOHNS MANVILLE
Note on A192: JOHNS MANVILLE
Note on A193: JOHNS MANVILLE
Note on A194: JOHNS MANVILLE
Note on A195: JOHNS MANVILLE
Note on A196: JOHNS MANVILLE
Note on A197: JOHNS MANVILLE
Note on A198: JOHNS MANVILLE
Note on A199: JOHNS MANVILLE
Note on A200: JOHNS MANVILLE
Note on A201: JOHNS MANVILLE
Note on A202: JOHNS MANVILLE
Note on A203: JOHNS MANVILLE
Note on A204: JOHNS MANVILLE
Note on A205: JOHNS MANVILLE
Note on A206: JOHNS MANVILLE
Note on A207: JOHNS MANVILLE
Note on A208: JOHNS MANVILLE
Note on A209: JOHNS MANVILLE
Note on A210: JOHNS MANVILLE
Note on A211: JOHNS MANVILLE
Note on A212: JOHNS MANVILLE
Note on A213: JOHNS MANVILLE
Note on A214: JOHNS MANVILLE
Note on A215: JOHNS MANVILLE
Note on A216: JOHNS MANVILLE
Note on A217: JOHNS MANVILLE
Note on A218: JOHNS MANVILLE
Note on A219: JOHNS MANVILLE
Note on A220: JOHNS MANVILLE
Note on A221: JOHNS MANVILLE
Note on A222: JOHNS MANVILLE
Note on A223: JOHNS MANVILLE
Note on A224: JOHNS MANVILLE
Note on A225: JOHNS MANVILLE
Note on A226: JOHNS MANVILLE
Note on A227: JOHNS MANVILLE
Note on A228: JOHNS MANVILLE
Note on A229: JOHNS MANVILLE
Note on A230: JOHNS MANVILLE
Note on A231: JOHNS MANVILLE
Note on A232: JOHNS MANVILLE
Note on A233: JOHNS MANVILLE
Note on A234: JOHNS MANVILLE
Note on A235: JOHNS MANVILLE
Note on A236: JOHNS MANVILLE
Note on A237: JOHNS MANVILLE
Note on A238: JOHNS MANVILLE
Note on A239: JOHNS MANVILLE
Note on A240: JOHNS MANVILLE
Note on A241: JOHNS MANVILLE
Note on A242: JOHNS MANVILLE
Note on A243: JOHNS MANVILLE
Note on A244: JOHNS MANVILLE
Note on A245: JOHNS MANVILLE
Note on A246: JOHNS MANVILLE
Note on A247: JOHNS MANVILLE
Note on A248: JOHNS MANVILLE
Note on A249: JOHNS MANVILLE
Note on A250: JOHNS MANVILLE
Note on A251: JOHNS MANVILLE
Note on A252: JOHNS MANVILLE
Note on A253: JOHNS MANVILLE
Note on A254: JOHNS MANVILLE
Note on A255: JOHNS MANVILLE
Note on A256: JOHNS MANVILLE
Note on A257: JOHNS MANVILLE
Note on A258: JOHNS MANVILLE
Note on A259: JOHNS MANVILLE
Note on A260: JOHNS MANVILLE
Note on A261: JOHNS MANVILLE
Note on A262: JOHNS MANVILLE
Note on A263: JOHNS MANVILLE
Note on A264: JOHNS MANVILLE
Note on A265: JOHNS MANVILLE
Note on A266: JOHNS MANVILLE
Note on A267: JOHNS MANVILLE
Note on A268: JOHNS MANVILLE
Note on A269: JOHNS MANVILLE
Note on A270: JOHNS MANVILLE
Note on A271: JOHNS MANVILLE
Note on A272: JOHNS MANVILLE
Note on A273: JOHNS MANVILLE
Note on A274: JOHNS MANVILLE
Note on A275: JOHNS MANVILLE
Note on A276: JOHNS MANVILLE
Note on A277: JOHNS MANVILLE
Note on A278: JOHNS MANVILLE
Note on A279: JOHNS MANVILLE
Note on A280: JOHNS MANVILLE
Note on A281: JOHNS MANVILLE
Note on A282: JOHNS MANVILLE
Note on A283: JOHNS MANVILLE
Note on A284: JOHNS MANVILLE
Note on A285: JOHNS MANVILLE
Note on A286: JOHNS MANVILLE
Note on A287: JOHNS MANVILLE
Note on A288: JOHNS MANVILLE
Note on A289: JOHNS MANVILLE
Note on A290: JOHNS MANVILLE
Note on A291: JOHNS MANVILLE
Note on A292: JOHNS MANVILLE
Note on A293: JOHNS MANVILLE
Note on A294: JOHNS MANVILLE
Note on A295: JOHNS MANVILLE
Note on A296: JOHNS MANVILLE
Note on A297: JOHNS MANVILLE
Note on A298: JOHNS MANVILLE
Note on A299: JOHNS MANVILLE
Note on A300: JOHNS MANVILLE
Note on A301: JOHNS MANVILLE
Note on A302: JOHNS MANVILLE
Note on A303: JOHNS MANVILLE
Note on A304: JOHNS MANVILLE
Note on A305: JOHNS MANVILLE
Note on A306: JOHNS MANVILLE
Note on A307: JOHNS MANVILLE
Note on A308: JOHNS MANVILLE
Note on A309: JOHNS MANVILLE
Note on A310: JOHNS MANVILLE
Note on A311: JOHNS MANVILLE
Note on A312: JOHNS MANVILLE
Note on A313: JOHNS MANVILLE
Note on A314: JOHNS MANVILLE
Note on A315: JOHNS MANVILLE
Note on A316: JOHNS MANVILLE
Note on A317: JOHNS MANVILLE
Note on A318: JOHNS MANVILLE
Note on A319: JOHNS MANVILLE
Note on A320: JOHNS MANVILLE
Note on A321: JOHNS MANVILLE
Note on A322: JOHNS MANVILLE
Note on A323: JOHNS MANVILLE
Note on A324: JOHNS MANVILLE
Note on A325: JOHNS MANVILLE
Note on A326: JOHNS MANVILLE
Note on A327: JOHNS MANVILLE
Note on A328: JOHNS MANVILLE
Note on A329: JOHNS MANVILLE
Note on A330: JOHNS MANVILLE
Note on A331: JOHNS MANVILLE
Note on A332: JOHNS MANVILLE
Note on A333: JOHNS MANVILLE
Note on A334: JOHNS MANVILLE
Note on A335: JOHNS MANVILLE
Note on A336: JOHNS MANVILLE
Note on A337: JOHNS MANVILLE
Note on A338: JOHNS MANVILLE
Note on A339: JOHNS MANVILLE
Note on A340: JOHNS MANVILLE
Note on A341: JOHNS MANVILLE
Note on A342: JOHNS MANVILLE
Note on A343: JOHNS MANVILLE
Note on A344: JOHNS MANVILLE
Note on A345: JOHNS MANVILLE
Note on A346: JOHNS MANVILLE
Note on A347: JOHNS MANVILLE
Note on A348: JOHNS MANVILLE
Note on A349: JOHNS MANVILLE
Note on A350: JOHNS MANVILLE
Note on A351: JOHNS MANVILLE
Note on A352: JOHNS MANVILLE
Note on A353: JOHNS MANVILLE
Note on A354: JOHNS MANVILLE
Note on A355: JOHNS MANVILLE
Note on A356: JOHNS MANVILLE
Note on A357: JOHNS MANVILLE
Note on A358: JOHNS MANVILLE
Note on A359: JOHNS MANVILLE
Note on A360: JOHNS MANVILLE
Note on A361: JOHNS MANVILLE
Note on A362: JOHNS MANVILLE
Note on A363: JOHNS MANVILLE
Note on A364: JOHNS MANVILLE
Note on A365: JOHNS MANVILLE
Note on A366: JOHNS MANVILLE
Note on A367: JOHNS MANVILLE
Note on A368: JOHNS MANVILLE
Note on A369: JOHNS MANVILLE
Note on A370: JOHNS MANVILLE
Note on A371: JOHNS MANVILLE
Note on A372: JOHNS MANVILLE
Note on A373: JOHNS MANVILLE
Note on A374: JOHNS MANVILLE
Note on A375: JOHNS MANVILLE
Note on A376: JOHNS MANVILLE
Note on A377: JOHNS MANVILLE
Note on A378: JOHNS MANVILLE
Note on A379: JOHNS MANVILLE
Note on A380: JOHNS MANVILLE
Note on A381: JOHNS MANVILLE
Note on A382: JOHNS MANVILLE
Note on A383: JOHNS MANVILLE
Note on A384: JOHNS MANVILLE
Note on A385: JOHNS MANVILLE
Note on A386: JOHNS MANVILLE
Note on A387: JOHNS MANVILLE
Note on A388: JOHNS MANVILLE
Note on A389: JOHNS MANVILLE
Note on A390: JOHNS MANVILLE
Note on A391: JOHNS MANVILLE
Note on A392: JOHNS MANVILLE
Note on A393: JOHNS MANVILLE
Note on A394: JOHNS MANVILLE
Note on A395: JOHNS MANVILLE
Note on A396: JOHNS MANVILLE
Note on A397: JOHNS MANVILLE
Note on A398: JOHNS MANVILLE
Note on A399: JOHNS MANVILLE
Note on A400: JOHNS MANVILLE
Note on A401: JOHNS MANVILLE
Note on A402: JOHNS MANVILLE
Note on A403: JOHNS MANVILLE
Note on A404: JOHNS MANVILLE
Note on A405: JOHNS MANVILLE
Note on A406: JOHNS MANVILLE
Note on A407: JOHNS MANVILLE
Note on A408: JOHNS MANVILLE
Note on A409: JOHNS MANVILLE
Note on A410: JOHNS MANVILLE
Note on A411: JOHNS MANVILLE
Note on A412: JOHNS MANVILLE
Note on A413: JOHNS MANVILLE
Note on A414: JOHNS MANVILLE
Note on A415: JOHNS MANVILLE
Note on A416: JOHNS MANVILLE
Note on A417: JOHNS MANVILLE
Note on A418: JOHNS MANVILLE
Note on A419: JOHNS MANVILLE
Note on A420: JOHNS MANVILLE
Note on A421: JOHNS MANVILLE
Note on A422: JOHNS MANVILLE
Note on A423: JOHNS MANVILLE
Note on A424: JOHNS MANVILLE
Note on A425: JOHNS MANVILLE
Note on A426: JOHNS MANVILLE
Note on A427: JOHNS MANVILLE
Note on A428: JOHNS MANVILLE
Note on A429: JOHNS MANVILLE
Note on A430: JOHNS MANVILLE
Note on A431: JOHNS MANVILLE
Note on A432: JOHNS MANVILLE
Note on A433: JOHNS MANVILLE
Note on A434: JOHNS MANVILLE
Note on A435: JOHNS MANVILLE
Note on A436: JOHNS MANVILLE
Note on A437: JOHNS MANVILLE
Note on A438: JOHNS MANVILLE
Note on A439: JOHNS MANVILLE
Note on A440: JOHNS MANVILLE
Note on A441: JOHNS MANVILLE
Note on A442: JOHNS MANVILLE
Note on A443: JOHNS MANVILLE
Note on A444: JOHNS MANVILLE
Note on A445: JOHNS MANVILLE
Note on A446: JOHNS MANVILLE
Note on A447: JOHNS MANVILLE
Note on A448: JOHNS MANVILLE
Note on A449: JOHNS MANVILLE
Note on A450: JOHNS MANVILLE
Note on A451: JOHNS MANVILLE
Note on A452: JOHNS MANVILLE
Note on A453: JOHNS MANVILLE
Note on A454: JOHNS MANVILLE
Note on A455: JOHNS MANVILLE
Note on A456: JOHNS MANVILLE
Note on A457: JOHNS MANVILLE
Note on A458: JOHNS MANVILLE
Note on A459: JOHNS MANVILLE
Note on A460: JOHNS MANVILLE
Note on A461: JOHNS MANVILLE
Note on A462: JOHNS MANVILLE
Note on A463: JOHNS MANVILLE
Note on A464: JOHNS MANVILLE
Note on A465: JOHNS MANVILLE
Note on A466: JOHNS MANVILLE
Note on A467: JOHNS MANVILLE
Note on A468: JOHNS MANVILLE
Note on A469: JOHNS MANVILLE
Note on A470: JOHNS MANVILLE
Note on A471: JOHNS MANVILLE
Note on A472: JOHNS MANVILLE
Note on A473: JOHNS MANVILLE
Note on A474: JOHNS MANVILLE
Note on A475: JOHNS MANVILLE
Note on A476: JOHNS MANVILLE
Note on A477: JOHNS MANVILLE
Note on A478: JOHNS MANVILLE
Note on A479: JOHNS MANVILLE
Note on A480: JOHNS MANVILLE
Note on A481: JOHNS MANVILLE
Note on A482: JOHNS MANVILLE
Note on A483: JOHNS MANVILLE
Note on A484: JOHNS MANVILLE
Note on A485: JOHNS MANVILLE
Note on A486: JOHNS MANVILLE
Note on A487: JOHNS MANVILLE
Note on A488: JOHNS MANVILLE
Note on A489: JOHNS MANVILLE
Note on A490: JOHNS MANVILLE
Note on A491: JOHNS MANVILLE
Note on A492: JOHNS MANVILLE
Note on A493: JOHNS MANVILLE
Note on A494: JOHNS MANVILLE
Note on A495: JOHNS MANVILLE
Note on A496: JOHNS MANVILLE
Note on A497: JOHNS MANVILLE
Note on A498: JOHNS MANVILLE
Note on A499: JOHNS MANVILLE
Note on A500: JOHNS MANVILLE
Note on A501: JOHNS MANVILLE
Note on A502: JOHNS MANVILLE
Note on A503: JOHNS MANVILLE
Note on A504: JOHNS MANVILLE
Note on A505: JOHNS MANVILLE
Note on A506: JOHNS MANVILLE
Note on A507: JOHNS MANVILLE
Note on A508: JOHNS MANVILLE
Note on A509: JOHNS MANVILLE
Note on A510: JOHNS MANVILLE
Note on A511: JOHNS MANVILLE
Note on A512: JOHNS MANVILLE
Note on A513: JOHNS MANVILLE
Note on A514: JOHNS MANVILLE
Note on A515: JOHNS MANVILLE
Note on A516: JOHNS MANVILLE
Note on A517: JOHNS MANVILLE
Note on A518: JOHNS MANVILLE
Note on A519: JOHNS MANVILLE
Note on A520: JOHNS MANVILLE
Note on A521: JOHNS MANVILLE
Note on A522: JOHNS MANVILLE
Note on A523: JOHNS MANVILLE
Note on A524: JOHNS MANVILLE
Note on A525: JOHNS MANVILLE
Note on A526: JOHNS MANVILLE
Note on A527: JOHNS MANVILLE
Note on A528: JOHNS MANVILLE
Note on A529: JOHNS MANVILLE
Note on A530: JOHNS MANVILLE
Note on A531: JOHNS MANVILLE
Note on A532: JOHNS MANVILLE
Note on A533: JOHNS MANVILLE
Note on A534: JOHNS MANVILLE
Note on A535: JOHNS MANVILLE
Note on A536: JOHNS MANVILLE
Note on A545: KNAUF INSULATION
Note on A546: KNAUF INSULATION
Note on A547: KNAUF INSULATION
Note on A548: KNAUF INSULATION
Note on A549: KNAUF INSULATION
Note on A550: KNAUF INSULATION
Note on A551: KNAUF INSULATION
Note on A552: KNAUF INSULATION
Note on A553: KNAUF INSULATION
Note on A554: KNAUF INSULATION
Note on A555: KNAUF INSULATION
Note on A556: KNAUF INSULATION
Note on A557: KNAUF INSULATION
Note on A558: KNAUF INSULATION
Note on A559: KNAUF INSULATION
Note on A560: KNAUF INSULATION
Note on A561: KNAUF INSULATION
Note on A562: KNAUF INSULATION
Note on A563: KNAUF INSULATION
Note on A564: KNAUF INSULATION
Note on A565: KNAUF INSULATION
Note on A566: KNAUF INSULATION
Note on A567: KNAUF INSULATION
Note on A568: KNAUF INSULATION
Note on A569: KNAUF INSULATION
Note on A570: KNAUF INSULATION
Note on A571: KNAUF INSULATION
Note on A572: KNAUF INSULATION
Note on A573: KNAUF INSULATION
Note on A574: KNAUF INSULATION
Note on A575: KNAUF INSULATION
Note on A576: KNAUF INSULATION
Note on A577: KNAUF INSULATION
Note on A578: KNAUF INSULATION
Note on A579: KNAUF INSULATION
Note on A580: KNAUF INSULATION
Note on A581: KNAUF INSULATION
Note on A582: KNAUF INSULATION
Note on A583: KNAUF INSULATION
Note on A584: KNAUF INSULATION
Note on A585: KNAUF INSULATION
Note on A586: KNAUF INSULATION
Note on A587: KNAUF INSULATION
Note on A588: KNAUF INSULATION
Note on A589: KNAUF INSULATION
Note on A590: KNAUF INSULATION
Note on A591: KNAUF INSULATION
Note on A592: KNAUF INSULATION
Note on A593: KNAUF INSULATION
Note on A594: KNAUF INSULATION
Note on A595: KNAUF INSULATION
Note on A596: KNAUF INSULATION
Note on A597: KNAUF INSULATION
Note on A598: KNAUF INSULATION
Note on A599: KNAUF INSULATION
Note on A600: KNAUF INSULATION
Note on A601: KNAUF INSULATION
Note on A602: KNAUF INSULATION
Note on A603: KNAUF INSULATION
Note on A604: KNAUF INSULATION
Note on A605: KNAUF INSULATION
Note on A606: KNAUF INSULATION
Note on A607: KNAUF INSULATION
Note on A608: KNAUF INSULATION
Note on A609: KNAUF INSULATION
Note on A610: KNAUF INSULATION
Note on A611: KNAUF INSULATION
Note on A612: KNAUF INSULATION
Note on A613: KNAUF INSULATION
Note on A614: KNAUF INSULATION
Note on A615: KNAUF INSULATION
Note on A616: KNAUF INSULATION
Note on A617: KNAUF INSULATION
Note on A624: FIBERGLAS
Note on A625: FIBERGLAS
Note on A626: FIBERGLAS
Note on A627: FIBERGLAS
Note on A628: FIBERGLAS
Note on A629: FIBERGLAS
Note on A630: FIBERGLAS
Note on A631: FIBERGLAS
Note on A632: FIBERGLAS
Note on A633: FIBERGLAS
Note on A634: FIBERGLAS
Note on A635: FIBERGLAS
Note on A636: FIBERGLAS
Note on A637: FIBERGLAS
Note on A638: FIBERGLAS
Note on A639: FIBERGLAS
Note on A640: FIBERGLAS
Note on A641: FIBERGLAS
Note on A642: FIBERGLAS
Note on A643: FIBERGLAS
Note on A644: FIBERGLAS
Note on A645: FIBERGLAS
Note on A646: FIBERGLAS
Note on A647: FIBERGLAS
Note on A648: FIBERGLAS
Note on A649: FIBERGLAS
Note on A650: FIBERGLAS
Note on A651: FIBERGLAS
Note on A652: FIBERGLAS
Note on A653: FIBERGLAS
Note on A654: FIBERGLAS
Note on A655: FIBERGLAS
Note on A656: FIBERGLAS
Note on A657: FIBERGLAS
Note on A658: FIBERGLAS
Note on A659: FIBERGLAS
Note on A660: FIBERGLAS
Note on A661: FIBERGLAS
Note on A662: FIBERGLAS
Note on A663: FIBERGLAS
Note on A664: FIBERGLAS
Note on A665: FIBERGLAS
Note on A666: FIBERGLAS
Note on A667: FIBERGLAS
Note on A668: FIBERGLAS
Note on A669: FIBERGLAS
Note on A670: FIBERGLAS
Note on A671: FIBERGLAS
Note on A672: FIBERGLAS
Note on A673: FIBERGLAS
Note on A674: FIBERGLAS
Note on A675: FIBERGLAS
Note on A676: FIBERGLAS
Note on A677: FIBERGLAS
Note on A678: FIBERGLAS
Note on A679: FIBERGLAS
Note on A680: FIBERGLAS
Note on A681: FIBERGLAS
Note on A682: FIBERGLAS
Note on A683: FIBERGLAS
Note on A684: FIBERGLAS
Note on A685: FIBERGLAS
Note on A686: FIBERGLAS
Note on A687: FIBERGLAS
Note on A688: FIBERGLAS
Note on A689: FIBERGLAS
Note on A696: ROCKWOOL
Note on A697: ROCKWOOL
Note on A698: ROCKWOOL
Note on A699: ROCKWOOL
Note on A700: ROCKWOOL
Note on A701: ROCKWOOL
Note on A702: ROCKWOOL
Note on A703: ROCKWOOL
Note on A710: GBP/ SILVERCOTE
Note on A711: GBP/ SILVERCOTE
Note on A712: GBP/ SILVERCOTE
Note on A713: GBP/ SILVERCOTE
Note on A714: GBP/ SILVERCOTE
Note on A715: GBP/ SILVERCOTE
Note on A716: GBP/ SILVERCOTE
Note on A717: GBP/ SILVERCOTE
Note on A718: GBP/ SILVERCOTE
Note on A719: GBP/ SILVERCOTE
Note on A720: GBP/ SILVERCOTE
Note on A721: GBP/ SILVERCOTE
Note on A722: GBP/ SILVERCOTE
Note on A723: GBP/ SILVERCOTE

## Board
BHGS - THERMAL INSULATION DIRECTORY BOARD INSULATION MANUFACTURERS/PRIVATE LABELS
Brand Code* | Product ID | Material | Type | Facing | Primary Use | Designed for Exposed Applications? | Acts as a Vapor Retarder? (Class I / II) | Labeled Product Thickness Inches | Labeled Thermal Perfor-mance | R, K or C Value
Cellular Glass Board
Pittsburgh Corning Corporation - T 1036 |  |  |  | Updated 12/12/2011
FMG | 135114 | CELLULAR GLS | SINGLE MATERIAL | NONE | EQUIPMENT | YES | YES | 2 | 6.9 | R
FMG | 135116 | CELLULAR GLS | SINGLE MATERIAL | NONE | EQUIPMENT | YES | YES | 3 | 10.4 | R
FMG | 135118 | CELLULAR GLS | SINGLE MATERIAL | NONE | EQUIPMENT | YES | YES | 4 | 13.8 | R
FMG | 135121 | CELLULAR GLS | SINGLE MATERIAL | NONE | EQUIPMENT | YES | YES | 5 | 17.3 | R
FMG | 135216 | CELLULAR GLS | SINGLE MATERIAL | NONE | EQUIPMENT | YES | YES | 6 | 20.7 | R
FMG | FOAMGLAS ONE | CELLULAR GLS | SINGLE MATERIAL | NONE | EQUIPMENT | YES | YES | 7 | 24.2 | R
* DESCRIPTION OF BRAND CODES:
FMG = FOAMGLAS
Mineral Aggregate Board
Johns Manville - T 1288 |  |  |  | Updated 10/05/2023
JM | DURABOARD | MINERAL AGGREGATE | SINGLE MATERIAL | NONE | ROOF DECK | NO | NO | 0.5 | 1.2 | R
JM | DURABOARD | MINERAL AGGREGATE | SINGLE MATERIAL | NONE | ROOF DECK | NO | NO | 0.75 | 1.8 | R
JM | DURABOARD | MINERAL AGGREGATE | SINGLE MATERIAL | NONE | ROOF DECK | NO | NO | 1 | 2.3 | R
JM | FESCO | MINERAL AGGREGATE | SINGLE MATERIAL | NONE | ROOF DECK | NO | NO | 0.75 | 1.7 | R
JM | FESCO | MINERAL AGGREGATE | SINGLE MATERIAL | NONE | ROOF DECK | NO | NO | 1 | 2.3 | R
JM | FESCO | MINERAL AGGREGATE | SINGLE MATERIAL | NONE | ROOF DECK | NO | NO | 1.5 | 3.4 | R
JM | FESCO | MINERAL AGGREGATE | SINGLE MATERIAL | NONE | ROOF DECK | NO | NO | 2 | 4.5 | R
JM | RETROFIT | MINERAL AGGREGATE | SINGLE MATERIAL | NONE | ROOF DECK | NO | NO | 0.5 | 1.1 | R
JM | RETROPLUS | MINERAL AGGREGATE | SINGLE MATERIAL | NONE | ROOF DECK | NO | NO | 0.5 | 1.3 | R
* DESCRIPTION OF BRAND CODES:
JM = JOHNS MANVILLE
Mineral Fiber Board
Certainteed Corporation - T 1023 |  |  |  | Updated 12/22/2025
CT | ACOUSTA BOARD - 300 | FIBER GLASS | SINGLE MATERIAL | OTHER | CLG WALL | YES | NO | 1.00 | 4.30 | R
CT | ACOUSTA BOARD - 300 | FIBER GLASS | SINGLE MATERIAL | OTHER | CLG WALL | YES | NO | 1.50 | 6.50 | R
CT | ACOUSTA BOARD - 300 | FIBER GLASS | SINGLE MATERIAL | OTHER | CLG WALL | YES | NO | 2.00 | 8.70 | R
CT | COMMERCIAL BOARD - 150 | FIBER GLASS | FSK FACED SGL MATERIAL | METAL | EQUIPMENT | YES | YES | 1.50 | 6 | R
CT | COMMERCIAL BOARD - 150 | FIBER GLASS | FSK FACED SGL MATERIAL | METAL | EQUIPMENT | YES | YES | 2.00 | 8 | R
CT | COMMERCIAL BOARD - 150 | FIBER GLASS | FSK FACED SGL MATERIAL | METAL | EQUIPMENT | YES | YES | 2.50 | 10 | R
CT | COMMERCIAL BOARD - 150 | FIBER GLASS | FSK FACED SGL MATERIAL | METAL | EQUIPMENT | YES | YES | 3.00 | 12 | R
CT | COMMERCIAL BOARD - 150 | FIBER GLASS | FSK FACED SGL MATERIAL | METAL | EQUIPMENT | YES | YES | 3.50 | 14 | R
CT | COMMERCIAL BOARD - 150 | FIBER GLASS | FSK FACED SGL MATERIAL | METAL | EQUIPMENT | YES | YES | 4.00 | 16 | R
CT | COMMERCIAL BOARD - 150 | FIBER GLASS | SINGLE MATERIAL | NONE | EQUIPMENT | YES | NO | 1.50 | 6 | R
CT | COMMERCIAL BOARD - 150 | FIBER GLASS | SINGLE MATERIAL | NONE | EQUIPMENT | YES | NO | 2.00 | 8 | R
CT | COMMERCIAL BOARD - 150 | FIBER GLASS | SINGLE MATERIAL | NONE | EQUIPMENT | YES | NO | 2.50 | 10 | R
CT | COMMERCIAL BOARD - 150 | FIBER GLASS | SINGLE MATERIAL | NONE | EQUIPMENT | YES | NO | 3.00 | 12 | R
CT | COMMERCIAL BOARD - 150 | FIBER GLASS | SINGLE MATERIAL | NONE | EQUIPMENT | YES | NO | 3.50 | 14 | R
CT | COMMERCIAL BOARD - 150 | FIBER GLASS | SINGLE MATERIAL | NONE | EQUIPMENT | YES | NO | 4.00 | 16 | R
CT | COMMERCIAL BOARD - 150 | FIBER GLASS | WMP FACED SGL MATERIAL | OTHER | EQUIPMENT | YES | YES | 1.50 | 6 | R
CT | COMMERCIAL BOARD - 150 | FIBER GLASS | WMP FACED SGL MATERIAL | OTHER | EQUIPMENT | YES | YES | 2.00 | 8 | R
CT | COMMERCIAL BOARD - 150 | FIBER GLASS | WMP FACED SGL MATERIAL | OTHER | EQUIPMENT | YES | YES | 2.50 | 10 | R
CT | COMMERCIAL BOARD - 150 | FIBER GLASS | WMP FACED SGL MATERIAL | OTHER | EQUIPMENT | YES | YES | 3.00 | 12 | R
CT | COMMERCIAL BOARD - 150 | FIBER GLASS | WMP FACED SGL MATERIAL | OTHER | EQUIPMENT | YES | YES | 3.50 | 14 | R
CT | COMMERCIAL BOARD - 150 | FIBER GLASS | WMP FACED SGL MATERIAL | OTHER | EQUIPMENT | YES | YES | 4.00 | 16 | R
CT | COMMERCIAL BOARD - 225 | FIBER GLASS | ASJ FACED SGL MATERIAL | PAPER | CLG WALL FLR | YES | YES | 1.00 | 6 | R
CT | COMMERCIAL BOARD - 225 | FIBER GLASS | ASJ FACED SGL MATERIAL | PAPER | CLG WALL FLR | YES | YES | 1.50 | 8 | R
CT | COMMERCIAL BOARD - 225 | FIBER GLASS | ASJ FACED SGL MATERIAL | PAPER | CLG WALL FLR | YES | YES | 2.00 | 10 | R
CT | COMMERCIAL BOARD - 225 | FIBER GLASS | ASJ FACED SGL MATERIAL | PAPER | CLG WALL FLR | YES | YES | 2.50 | 12 | R
CT | COMMERCIAL BOARD - 225 | FIBER GLASS | ASJ FACED SGL MATERIAL | PAPER | CLG WALL FLR | YES | YES | 3.00 | 14 | R
CT | COMMERCIAL BOARD - 225 | FIBER GLASS | ASJ FACED SGL MATERIAL | PAPER | CLG WALL FLR | YES | YES | 3.50 | 16 | R
CT | COMMERCIAL BOARD - 225 | FIBER GLASS | ASJ FACED SGL MATERIAL | PAPER | CLG WALL FLR | YES | YES | 4.00 | 16.7 | R
CT | COMMERCIAL BOARD - 225 | FIBER GLASS | FSK FACED SGL MAT | METAL | CLG WALL FLR | YES | YES | 1.00 | 4.2 | R
CT | COMMERCIAL BOARD - 225 | FIBER GLASS | FSK FACED SGL MAT | METAL | CLG WALL FLR | YES | YES | 1.50 | 6.3 | R
CT | COMMERCIAL BOARD - 225 | FIBER GLASS | FSK FACED SGL MAT | METAL | CLG WALL FLR | YES | YES | 2.00 | 8.3 | R
CT | COMMERCIAL BOARD - 225 | FIBER GLASS | FSK FACED SGL MAT | METAL | CLG WALL FLR | YES | YES | 2.50 | 10.4 | R
CT | COMMERCIAL BOARD - 225 | FIBER GLASS | FSK FACED SGL MAT | METAL | CLG WALL FLR | YES | YES | 3.00 | 12.5 | R
CT | COMMERCIAL BOARD - 225 | FIBER GLASS | FSK FACED SGL MAT | METAL | CLG WALL FLR | YES | YES | 3.50 | 14.6 | R
CT | COMMERCIAL BOARD - 225 | FIBER GLASS | FSK FACED SGL MAT | METAL | CLG WALL FLR | YES | YES | 4.00 | 16.6 | R
CT | COMMERCIAL BOARD - 225 | FIBER GLASS | SINGLE MATERIAL | NONE | CLG WALL FLR | YES | NO | 1.00 | 4.2 | R
CT | COMMERCIAL BOARD - 225 | FIBER GLASS | SINGLE MATERIAL | NONE | CLG WALL FLR | YES | NO | 1.50 | 6.3 | R
CT | COMMERCIAL BOARD - 225 | FIBER GLASS | SINGLE MATERIAL | NONE | CLG WALL FLR | YES | NO | 2.00 | 8.3 | R
CT | COMMERCIAL BOARD - 225 | FIBER GLASS | SINGLE MATERIAL | NONE | CLG WALL FLR | YES | NO | 2.50 | 10.4 | R
CT | COMMERCIAL BOARD - 225 | FIBER GLASS | SINGLE MATERIAL | NONE | CLG WALL FLR | YES | NO | 3.00 | 12.5 | R
CT | COMMERCIAL BOARD - 225 | FIBER GLASS | SINGLE MATERIAL | NONE | CLG WALL FLR | YES | NO | 3.50 | 14.6 | R
CT | COMMERCIAL BOARD - 225 | FIBER GLASS | SINGLE MATERIAL | NONE | CLG WALL FLR | YES | NO | 4.00 | 16.7 | R
CT | COMMERCIAL BOARD - 225 | FIBER GLASS | WMP FACED SGL MATERIAL | OTHER | EQUIPMENT | YES | YES | 1.00 | 4.2 | R
CT | COMMERCIAL BOARD - 225 | FIBER GLASS | WMP FACED SGL MATERIAL | OTHER | EQUIPMENT | YES | YES | 1.50 | 6.3 | R
CT | COMMERCIAL BOARD - 225 | FIBER GLASS | WMP FACED SGL MATERIAL | OTHER | EQUIPMENT | YES | YES | 2.00 | 8.3 | R
CT | COMMERCIAL BOARD - 225 | FIBER GLASS | WMP FACED SGL MATERIAL | OTHER | EQUIPMENT | YES | YES | 2.50 | 10.4 | R
CT | COMMERCIAL BOARD - 225 | FIBER GLASS | WMP FACED SGL MATERIAL | OTHER | EQUIPMENT | YES | YES | 3.00 | 12.5 | R
CT | COMMERCIAL BOARD - 225 | FIBER GLASS | WMP FACED SGL MATERIAL | OTHER | EQUIPMENT | YES | YES | 3.50 | 14.6 | R
CT | COMMERCIAL BOARD - 225 | FIBER GLASS | WMP FACED SGL MATERIAL | OTHER | EQUIPMENT | YES | YES | 4.00 | 16.7 | R
CT | COMMERCIAL BOARD - 300 | FIBER GLASS | ASJ FACED SGL MATERIAL | PAPER | CLG WALL FLR | YES | YES | 1.00 | 4.3 | R
CT | COMMERCIAL BOARD - 300 | FIBER GLASS | ASJ FACED SGL MATERIAL | PAPER | CLG WALL FLR | YES | YES | 1.50 | 6.5 | R
CT | COMMERCIAL BOARD - 300 | FIBER GLASS | ASJ FACED SGL MATERIAL | PAPER | CLG WALL FLR | YES | YES | 2.00 | 8.7 | R
CT | COMMERCIAL BOARD - 300 | FIBER GLASS | ASJ FACED SGL MATERIAL | PAPER | CLG WALL FLR | YES | YES | 2.50 | 10.9 | R
CT | COMMERCIAL BOARD - 300 | FIBER GLASS | ASJ FACED SGL MATERIAL | PAPER | CLG WALL FLR | YES | YES | 3.00 | 13 | R
CT | COMMERCIAL BOARD - 300 | FIBER GLASS | ASJ FACED SGL MATERIAL | PAPER | CLG WALL FLR | YES | YES | 3.50 | 15.2 | R
CT | COMMERCIAL BOARD - 300 | FIBER GLASS | ASJ FACED SGL MATERIAL | PAPER | CLG WALL FLR | YES | YES | 4.00 | 17.4 | R
CT | COMMERCIAL BOARD - 300 | FIBER GLASS | FSK FACED SGL MATERIAL | METAL | EQUIPMENT | YES | YES | 1.00 | 4.3 | R
CT | COMMERCIAL BOARD - 300 | FIBER GLASS | FSK FACED SGL MATERIAL | METAL | EQUIPMENT | YES | YES | 1.50 | 6.5 | R
CT | COMMERCIAL BOARD - 300 | FIBER GLASS | FSK FACED SGL MATERIAL | METAL | EQUIPMENT | YES | YES | 2.00 | 8.7 | R
CT | COMMERCIAL BOARD - 300 | FIBER GLASS | FSK FACED SGL MATERIAL | METAL | EQUIPMENT | YES | YES | 2.50 | 10.9 | R
CT | COMMERCIAL BOARD - 300 | FIBER GLASS | FSK FACED SGL MATERIAL | METAL | EQUIPMENT | YES | YES | 3.00 | 13 | R
CT | COMMERCIAL BOARD - 300 | FIBER GLASS | FSK FACED SGL MATERIAL | METAL | EQUIPMENT | YES | YES | 3.50 | 15.2 | R
CT | COMMERCIAL BOARD - 300 | FIBER GLASS | FSK FACED SGL MATERIAL | METAL | EQUIPMENT | YES | YES | 4.00 | 17.4 | R
CT | COMMERCIAL BOARD - 300 | FIBER GLASS | SINGLE MATERIAL | NONE | CLG WALL FLR | YES | NO | 1.00 | 4.3 | R
CT | COMMERCIAL BOARD - 300 | FIBER GLASS | SINGLE MATERIAL | NONE | CLG WALL FLR | YES | NO | 1.50 | 6.5 | R
CT | COMMERCIAL BOARD - 300 | FIBER GLASS | SINGLE MATERIAL | NONE | CLG WALL FLR | YES | NO | 2.00 | 8.7 | R
CT | COMMERCIAL BOARD - 300 | FIBER GLASS | SINGLE MATERIAL | NONE | CLG WALL FLR | YES | NO | 2.50 | 10.9 | R
CT | COMMERCIAL BOARD - 300 | FIBER GLASS | SINGLE MATERIAL | NONE | CLG WALL FLR | YES | NO | 3.00 | 13 | R
CT | COMMERCIAL BOARD - 300 | FIBER GLASS | SINGLE MATERIAL | NONE | CLG WALL FLR | YES | NO | 3.50 | 15.2 | R
CT | COMMERCIAL BOARD - 300 | FIBER GLASS | SINGLE MATERIAL | NONE | CLG WALL FLR | YES | NO | 4.00 | 17.4 | R
CT | COMMERCIAL BOARD - 300 | FIBER GLASS | WMP FACED SGL MATERIAL | OTHER | EQUIPMENT | YES | YES | 1.00 | 4.3 | R
CT | COMMERCIAL BOARD - 300 | FIBER GLASS | WMP FACED SGL MATERIAL | OTHER | EQUIPMENT | YES | YES | 1.50 | 6.5 | R
CT | COMMERCIAL BOARD - 300 | FIBER GLASS | WMP FACED SGL MATERIAL | OTHER | EQUIPMENT | YES | YES | 2.00 | 8.7 | R
CT | COMMERCIAL BOARD - 300 | FIBER GLASS | WMP FACED SGL MATERIAL | OTHER | EQUIPMENT | YES | YES | 2.50 | 10.9 | R
CT | COMMERCIAL BOARD - 300 | FIBER GLASS | WMP FACED SGL MATERIAL | OTHER | EQUIPMENT | YES | YES | 3.00 | 13 | R
CT | COMMERCIAL BOARD - 300 | FIBER GLASS | WMP FACED SGL MATERIAL | OTHER | EQUIPMENT | YES | YES | 3.50 | 15.2 | R
CT | COMMERCIAL BOARD - 300 | FIBER GLASS | WMP FACED SGL MATERIAL | OTHER | EQUIPMENT | YES | YES | 4.00 | 17.4 | R
CT | COMMERCIAL BOARD - 600 | FIBER GLASS | ASJ FACED SGL MATERIAL | PAPER | EQUIPMENT | YES | YES | 1.00 | 4.5 | R
CT | COMMERCIAL BOARD - 600 | FIBER GLASS | ASJ FACED SGL MATERIAL | PAPER | EQUIPMENT | YES | YES | 1.50 | 6.8 | R
CT | COMMERCIAL BOARD - 600 | FIBER GLASS | ASJ FACED SGL MATERIAL | PAPER | EQUIPMENT | YES | YES | 2.00 | 9.1 | R
CT | COMMERCIAL BOARD - 600 | FIBER GLASS | FSK FACED SGL MATERIAL | METAL | EQUIPMENT | YES | YES | 1.00 | 4.5 | R
CT | COMMERCIAL BOARD - 600 | FIBER GLASS | FSK FACED SGL MATERIAL | METAL | EQUIPMENT | YES | YES | 1.50 | 6.8 | R
CT | COMMERCIAL BOARD - 600 | FIBER GLASS | FSK FACED SGL MATERIAL | METAL | EQUIPMENT | YES | YES | 2.00 | 9.1 | R
CT | COMMERCIAL BOARD - 600 | FIBER GLASS | SINGLE MATERIAL | NONE | EQUIPMENT | YES | NO | 1.00 | 4.5 | R
CT | COMMERCIAL BOARD - 600 | FIBER GLASS | SINGLE MATERIAL | NONE | EQUIPMENT | YES | NO | 1.50 | 6.8 | R
CT | COMMERCIAL BOARD - 600 | FIBER GLASS | SINGLE MATERIAL | NONE | EQUIPMENT | YES | NO | 2.00 | 9.1 | R
CT | COMMERCIAL BOARD - 600 | FIBER GLASS | WMP FACED SGL MATERIAL | OTHER | EQUIPMENT | YES | YES | 1.00 | 4.5 | R
CT | COMMERCIAL BOARD - 600 | FIBER GLASS | WMP FACED SGL MATERIAL | OTHER | EQUIPMENT | YES | YES | 1.50 | 6.8 | R
CT | COMMERCIAL BOARD - 600 | FIBER GLASS | WMP FACED SGL MATERIAL | OTHER | EQUIPMENT | YES | YES | 2.00 | 9.1 | R
CT | RIGID LINER BOARD WITH TOUGHGARD FACING | FIBER GLASS | GLASS MAT FACED | MTL/FAB | DUCTS | YES | NO | 1.00 | 4.3 | R
CT | RIGID LINER BOARD WITH TOUGHGARD FACING | FIBER GLASS | GLASS MAT FACED | MTL/FAB | DUCTS | YES | NO | 1.50 | 6.5 | R
CT | RIGID LINER BOARD WITH TOUGHGARD FACING | FIBER GLASS | GLASS MAT FACED | MTL/FAB | DUCTS | YES | NO | 2.00 | 8.7 | R
CT | ULTRADUCT BLACK - 475 | FIBER GLASS | FSK FCD SGL MATERIAL | METAL | DUCTS | YES | YES | 1.00 | 4.30 | R
CT | ULTRADUCT BLACK - 800 | FIBER GLASS | FSK FCD SGL MATERIAL | METAL | DUCTS | YES | YES | 1.50 | 6.50 | R
CT | ULTRADUCT BLACK - 800 | FIBER GLASS | FSK FCD SGL MATERIAL | METAL | DUCTS | YES | YES | 2.00 | 8.70 | R
* DESCRIPTION OF BRAND CODES:
CT = CERTAINTEED
Johns Manville - T 1039 |  |  |  | Updated 11/30/2022
FGS | ES-269.00.010405 | FIBER GLASS | FACED SINGLE MATERIAL | PAPER | ROOF DECK | NO | NO | 1.75 | 0.14 | C
FGS | ES-269.00.05 | FIBER GLASS | FACED SINGLE MATERIAL | PAPER | ROOF DECK | NO | NO | 0.75 | 0.36 | C
FGS | ES-269.00.05 | FIBER GLASS | FACED SINGLE MATERIAL | PAPER | ROOF DECK | NO | NO | 0.94 | 0.27 | C
FGS | ES-269.00.05 | FIBER GLASS | FACED SINGLE MATERIAL | PAPER | ROOF DECK | NO | NO | 1 | 0.25 | C
FGS | ES-269.00.05 | FIBER GLASS | FACED SINGLE MATERIAL | PAPER | ROOF DECK | NO | NO | 1.06 | 0.24 | C
FGS | ES-269.00.05 | FIBER GLASS | FACED SINGLE MATERIAL | PAPER | ROOF DECK | NO | NO | 1.31 | 0.19 | C
FGS | ES-269.00.05 | FIBER GLASS | FACED SINGLE MATERIAL | PAPER | ROOF DECK | NO | NO | 1.44 | 0.17 | C
FGS | ES-269.00.05 | FIBER GLASS | FACED SINGLE MATERIAL | PAPER | ROOF DECK | NO | NO | 1.56 | 0.16 | C
FGS | ES-269.00.05 | FIBER GLASS | FACED SINGLE MATERIAL | PAPER | ROOF DECK | NO | NO | 1.63 | 0.15 | C
FGS | ES-269.01.04.05 | FIBER GLASS | FACED SINGLE MATERIAL | PAPER | ROOF DECK | NO | NO | 1.88 | 0.13 | C
FGS | ES-269.01.04.05 | FIBER GLASS | FACED SINGLE MATERIAL | PAPER | ROOF DECK | NO | NO | 2.06 | 0.12 | C
FGS | ES-269.01.04.05 | FIBER GLASS | FACED SINGLE MATERIAL | PAPER | ROOF DECK | NO | NO | 2.25 | 0.11 | C
FGS | ES-269.01.04.05 | FIBER GLASS | FACED SINGLE MATERIAL | PAPER | ROOF DECK | NO | NO | 2.44 | 0.1 | C
FGS | ES-269.04 | FIBER GLASS | FACED SINGLE MATERIAL | PAPER | ROOF DECK | NO | NO | 0.75 | 0.36 | C
FGS | ES-269.06 | FIBER GLASS | FACED SINGLE MATERIAL | PAPER | ROOF DECK | NO | NO | 2.75 | 0.09 | C
JM | 812 BOARD | FIBER GLASS | FACED SINGLE MATERIAL | METAL | DUCTS | YES | YES | 1 | 0.26 | K
JM | 812 BOARD | FIBER GLASS | FACED SINGLE MATERIAL | METAL | DUCTS | YES | YES | 1.5 | 0.26 | K
JM | 812 BOARD | FIBER GLASS | FACED SINGLE MATERIAL | METAL | DUCTS | YES | YES | 2 | 0.26 | K
JM | 812 BOARD | FIBER GLASS | FACED SINGLE MATERIAL | METAL | DUCTS | YES | YES | 2.5 | 0.26 | K
JM | 812 BOARD | FIBER GLASS | FACED SINGLE MATERIAL | METAL | DUCTS | YES | YES | 3 | 0.26 | K
JM | 812 BOARD | FIBER GLASS | FACED SINGLE MATERIAL | METAL | DUCTS | YES | YES | 3.5 | 0.26 | K
JM | 812 BOARD | FIBER GLASS | FACED SINGLE MATERIAL | METAL | DUCTS | YES | YES | 4 | 0.26 | K
JM | 812 BOARD | FIBER GLASS | SINGLE MATERIAL | NONE | DUCTS | YES | NO | 1 | 0.26 | K
JM | 812 BOARD | FIBER GLASS | SINGLE MATERIAL | NONE | DUCTS | YES | NO | 1.5 | 0.26 | K
JM | 812 BOARD | FIBER GLASS | SINGLE MATERIAL | NONE | DUCTS | YES | NO | 2 | 0.26 | K
JM | 812 BOARD | FIBER GLASS | SINGLE MATERIAL | NONE | DUCTS | YES | NO | 2.5 | 0.26 | K
JM | 812 BOARD | FIBER GLASS | SINGLE MATERIAL | NONE | DUCTS | YES | NO | 3 | 0.26 | K
JM | 812 BOARD | FIBER GLASS | SINGLE MATERIAL | NONE | DUCTS | YES | NO | 3.5 | 0.26 | K
JM | 812 BOARD | FIBER GLASS | SINGLE MATERIAL | NONE | DUCTS | YES | NO | 4 | 0.26 | K
JM | 814 BOARD | FIBER GLASS | SINGLE MATERIAL | NONE | DUCTS | YES | NO | 1 | 0.23 | K
JM | 814 BOARD | FIBER GLASS | SINGLE MATERIAL | NONE | DUCTS | YES | NO | 1.5 | 0.23 | K
JM | 814 BOARD | FIBER GLASS | SINGLE MATERIAL | NONE | DUCTS | YES | NO | 2 | 0.23 | K
JM | 814 BOARD | FIBER GLASS | SINGLE MATERIAL | NONE | DUCTS | YES | NO | 2.5 | 0.23 | K
JM | 814 BOARD | FIBER GLASS | SINGLE MATERIAL | NONE | DUCTS | YES | NO | 3 | 0.23 | K
JM | 814 BOARD | FIBER GLASS | SINGLE MATERIAL | NONE | DUCTS | YES | NO | 3.5 | 0.23 | K
JM | 814 BOARD | FIBER GLASS | SINGLE MATERIAL | NONE | DUCTS | YES | NO | 4 | 0.23 | K
JM | 814 BD/FSK/AP | FIBER GLASS | FACED SINGLE MATERIAL | METAL | DUCTS | YES | YES | 1 | 0.23 | K
JM | 814 BD/FSK/AP | FIBER GLASS | FACED SINGLE MATERIAL | METAL | DUCTS | YES | YES | 1.5 | 0.23 | K
JM | 814 BD/FSK/AP | FIBER GLASS | FACED SINGLE MATERIAL | METAL | DUCTS | YES | YES | 2 | 0.23 | K
JM | 814 BD/FSK/AP | FIBER GLASS | FACED SINGLE MATERIAL | METAL | DUCTS | YES | YES | 2.5 | 0.23 | K
JM | 814 BD/FSK/AP | FIBER GLASS | FACED SINGLE MATERIAL | METAL | DUCTS | YES | YES | 3 | 0.23 | K
JM | 814 BD/FSK/AP | FIBER GLASS | FACED SINGLE MATERIAL | METAL | DUCTS | YES | YES | 3.5 | 0.23 | K
JM | 814 BD/FSK/AP | FIBER GLASS | FACED SINGLE MATERIAL | METAL | DUCTS | YES | YES | 4 | 0.23 | K
JM | 815 BOARD | FIBER GLASS | SINGLE MATERIAL | NONE | DUCTS | YES | NO | 1 | 0.23 | K
JM | 815 BOARD | FIBER GLASS | SINGLE MATERIAL | NONE | DUCTS | YES | NO | 1.5 | 0.23 | K
JM | 815 BOARD | FIBER GLASS | SINGLE MATERIAL | NONE | DUCTS | YES | NO | 2 | 0.23 | K
JM | 815 BOARD | FIBER GLASS | SINGLE MATERIAL | NONE | DUCTS | YES | NO | 2.5 | 0.23 | K
JM | 815 BD/FSK/AP | FIBER GLASS | FACED SINGLE MATERIAL | METAL | DUCTS | YES | YES | 1 | 0.23 | K
JM | 815 BD/FSK/AP | FIBER GLASS | FACED SINGLE MATERIAL | METAL | DUCTS | YES | YES | 1.5 | 0.23 | K
JM | 815 BD/FSK/AP | FIBER GLASS | FACED SINGLE MATERIAL | METAL | DUCTS | YES | YES | 2 | 0.23 | K
JM | 815 BD/FSK/AP | FIBER GLASS | FACED SINGLE MATERIAL | METAL | DUCTS | YES | YES | 2.5 | 0.23 | K
JM | 817 BOARD | FIBER GLASS | SINGLE MATERIAL | NONE | DUCTS | YES | NO | 1 | 0.22 | K
JM | 817 BOARD | FIBER GLASS | SINGLE MATERIAL | NONE | DUCTS | YES | NO | 1.5 | 0.22 | K
JM | 817 BOARD | FIBER GLASS | SINGLE MATERIAL | NONE | DUCTS | YES | NO | 2 | 0.22 | K
JM | 817 BD/FSK/AP | FIBER GLASS | FACED SINGLE MATERIAL | METAL | DUCTS | YES | YES | 1 | 0.22 | K
JM | 817 BD/FSK/AP | FIBER GLASS | FACED SINGLE MATERIAL | METAL | DUCTS | YES | YES | 1.5 | 0.22 | K
JM | 817 BD/FSK/AP | FIBER GLASS | FACED SINGLE MATERIAL | METAL | DUCTS | YES | YES | 2 | 0.22 | K
JM | 1000 BOARD | FIBER GLASS | SINGLE MATERIAL | NONE | EQUIPMENT | YES | NO | 1 | 0.22 | K
JM | 1000 BOARD | FIBER GLASS | SINGLE MATERIAL | NONE | EQUIPMENT | YES | NO | 1.5 | 0.22 | K
JM | 1000 BOARD | FIBER GLASS | SINGLE MATERIAL | NONE | EQUIPMENT | YES | NO | 2 | 0.22 | K
JM | 1000 BOARD | FIBER GLASS | SINGLE MATERIAL | NONE | EQUIPMENT | YES | NO | 2.5 | 0.22 | K
JM | 1000 BOARD | FIBER GLASS | SINGLE MATERIAL | NONE | EQUIPMENT | YES | NO | 2.5 | 0.23 | K
JM | 1000 BOARD | FIBER GLASS | SINGLE MATERIAL | NONE | EQUIPMENT | YES | NO | 3 | 0.22 | K
JM | 1000 BOARD | FIBER GLASS | SINGLE MATERIAL | NONE | EQUIPMENT | YES | NO | 3.5 | 0.22 | K
JM | 1000 BOARD | FIBER GLASS | SINGLE MATERIAL | NONE | EQUIPMENT | YES | NO | 4 | 0.22 | K
JM | COATED I.S. BLACK | FIBER GLASS | FACED SINGLE MATERIAL | COATING | WALL CLG | YES | NO | 1 | 4 | R
JM | COATED I.S. BLACK | FIBER GLASS | FACED SINGLE MATERIAL | COATING | WALL CLG | YES | NO | 2 | 8 | R
JM | CURTAINWALL | MINERAL WOOL | FACED SINGLE MATERIAL | FSK | WALL | NO | YES | 1 | 4 | R
JM | CURTAINWALL | MINERAL WOOL | FACED SINGLE MATERIAL | FSK | WALL | NO | YES | 1 | 4.1 | R
JM | CURTAINWALL | MINERAL WOOL | FACED SINGLE MATERIAL | FSK | WALL | NO | YES | 1 | 4.2 | R
JM | CURTAINWALL | MINERAL WOOL | FACED SINGLE MATERIAL | FSK | WALL | NO | YES | 1.5 | 6 | R
JM | CURTAINWALL | MINERAL WOOL | FACED SINGLE MATERIAL | FSK | WALL | NO | YES | 1.5 | 6.2 | R
JM | CURTAINWALL | MINERAL WOOL | FACED SINGLE MATERIAL | FSK | WALL | NO | YES | 1.5 | 6.3 | R
JM | CURTAINWALL | MINERAL WOOL | FACED SINGLE MATERIAL | FSK | WALL | NO | YES | 2 | 8 | R
JM | CURTAINWALL | MINERAL WOOL | FACED SINGLE MATERIAL | FSK | WALL | NO | YES | 2 | 8.2 | R
JM | CURTAINWALL | MINERAL WOOL | FACED SINGLE MATERIAL | FSK | WALL | NO | YES | 2 | 8.4 | R
JM | CURTAINWALL | MINERAL WOOL | FACED SINGLE MATERIAL | FSK | WALL | NO | YES | 2.5 | 10 | R
JM | CURTAINWALL | MINERAL WOOL | FACED SINGLE MATERIAL | FSK | WALL | NO | YES | 2.5 | 10.3 | R
JM | CURTAINWALL | MINERAL WOOL | FACED SINGLE MATERIAL | FSK | WALL | NO | YES | 2.5 | 10.5 | R
JM | CURTAINWALL | MINERAL WOOL | FACED SINGLE MATERIAL | FSK | WALL | NO | YES | 3 | 12 | R
JM | CURTAINWALL | MINERAL WOOL | FACED SINGLE MATERIAL | FSK | WALL | NO | YES | 3 | 12.3 | R
JM | CURTAINWALL | MINERAL WOOL | FACED SINGLE MATERIAL | FSK | WALL | NO | YES | 3 | 12.6 | R
JM | CURTAINWALL | MINERAL WOOL | FACED SINGLE MATERIAL | FSK | WALL | NO | YES | 3.5 | 14 | R
JM | CURTAINWALL | MINERAL WOOL | FACED SINGLE MATERIAL | FSK | WALL | NO | YES | 3.5 | 14.4 | R
JM | CURTAINWALL | MINERAL WOOL | FACED SINGLE MATERIAL | FSK | WALL | NO | YES | 3.5 | 14.7 | R
JM | CURTAINWALL | MINERAL WOOL | FACED SINGLE MATERIAL | FSK | WALL | NO | YES | 4 | 14.8 | R
JM | CURTAINWALL | MINERAL WOOL | FACED SINGLE MATERIAL | FSK | WALL | NO | YES | 4 | 16 | R
JM | CURTAINWALL | MINERAL WOOL | FACED SINGLE MATERIAL | FSK | WALL | NO | YES | 4 | 16.4 | R
JM | CURTAINWALL | MINERAL WOOL | FACED SINGLE MATERIAL | FSK | WALL | NO | YES | 4 | 16.8 | R
JM | CURTAINWALL | MINERAL WOOL | SINGLE MATERIAL | NONE | WALL | NO | NO | 1 | 4 | R
JM | CURTAINWALL | MINERAL WOOL | SINGLE MATERIAL | NONE | WALL | NO | NO | 1 | 4.1 | R
JM | CURTAINWALL | MINERAL WOOL | SINGLE MATERIAL | NONE | WALL | NO | NO | 1 | 4.2 | R
JM | CURTAINWALL | MINERAL WOOL | SINGLE MATERIAL | NONE | WALL | NO | NO | 1.5 | 6 | R
JM | CURTAINWALL | MINERAL WOOL | SINGLE MATERIAL | NONE | WALL | NO | NO | 1.5 | 6.2 | R
JM | CURTAINWALL | MINERAL WOOL | SINGLE MATERIAL | NONE | WALL | NO | NO | 1.5 | 6.3 | R
JM | CURTAINWALL | MINERAL WOOL | SINGLE MATERIAL | NONE | WALL | NO | NO | 2 | 8 | R
JM | CURTAINWALL | MINERAL WOOL | SINGLE MATERIAL | NONE | WALL | NO | NO | 2 | 8.2 | R
JM | CURTAINWALL | MINERAL WOOL | SINGLE MATERIAL | NONE | WALL | NO | NO | 2 | 8.4 | R
JM | CURTAINWALL | MINERAL WOOL | SINGLE MATERIAL | NONE | WALL | NO | NO | 2.5 | 10 | R
JM | CURTAINWALL | MINERAL WOOL | SINGLE MATERIAL | NONE | WALL | NO | NO | 2.5 | 10.3 | R
JM | CURTAINWALL | MINERAL WOOL | SINGLE MATERIAL | NONE | WALL | NO | NO | 2.5 | 10.5 | R
JM | CURTAINWALL | MINERAL WOOL | SINGLE MATERIAL | NONE | WALL | NO | NO | 3 | 12 | R
JM | CURTAINWALL | MINERAL WOOL | SINGLE MATERIAL | NONE | WALL | NO | NO | 3 | 12.3 | R
JM | CURTAINWALL | MINERAL WOOL | SINGLE MATERIAL | NONE | WALL | NO | NO | 3 | 12.6 | R
JM | CURTAINWALL | MINERAL WOOL | SINGLE MATERIAL | NONE | WALL | NO | NO | 3.5 | 14 | R
JM | CURTAINWALL | MINERAL WOOL | SINGLE MATERIAL | NONE | WALL | NO | NO | 3.5 | 14.4 | R
JM | CURTAINWALL | MINERAL WOOL | SINGLE MATERIAL | NONE | WALL | NO | NO | 3.5 | 14.7 | R
JM | CURTAINWALL | MINERAL WOOL | SINGLE MATERIAL | NONE | WALL | NO | NO | 4 | 16 | R
JM | CURTAINWALL | MINERAL WOOL | SINGLE MATERIAL | NONE | WALL | NO | NO | 4 | 16.4 | R
JM | CURTAINWALL | MINERAL WOOL | SINGLE MATERIAL | NONE | WALL | NO | NO | 4 | 16.8 | R
JM | CURTAINWALL | MINERAL WOOL | SINGLE MATERIAL | NONE | WALL | NO | NO | 6 | 24 | R
JM | DIFFUSER BOARD | FIBER GLASS | SINGLE MATERIAL | NONE | DUCTS | YES | NO | 1 | 4.3 | R
JM | DIFFUSER BOARD | FIBER GLASS | SINGLE MATERIAL | NONE | DUCTS | YES | NO | 1.375 | 6 | R
JM | DIFFUSER BOARD | FIBER GLASS | FACED SINGLE MATERIAL | FSK | DUCTS | YES | YES | 1 | 4.3 | R
JM | DIFFUSER BOARD | FIBER GLASS | FACED SINGLE MATERIAL | FSK | DUCTS | YES | YES | 1.375 | 6 | R
JM | EQUIPMENT SPIN-GLAS BOARD | FIBER GLASS | FACED SINGLE MATERIAL | FSK | EQUIPMENT | YES | YES | 0.63 | 0.23 | K
JM | EQUIPMENT SPIN-GLAS BOARD | FIBER GLASS | FACED SINGLE MATERIAL | FSK | EQUIPMENT | YES | YES | 0.75 | 0.23 | K
JM | EQUIPMENT SPIN-GLAS BOARD | FIBER GLASS | FACED SINGLE MATERIAL | FSK | EQUIPMENT | YES | YES | 1 | 0.23 | K
JM | EQUIPMENT SPIN-GLAS BOARD | FIBER GLASS | FACED SINGLE MATERIAL | FSK | EQUIPMENT | YES | YES | 1.5 | 0.23 | K
JM | EQUIPMENT SPIN-GLAS BOARD | FIBER GLASS | FACED SINGLE MATERIAL | FSK | EQUIPMENT | YES | YES | 2 | 0.23 | K
JM | EQUIPMENT SPIN-GLAS BOARD | FIBER GLASS | FACED SINGLE MATERIAL | FSK | EQUIPMENT | YES | YES | 2.5 | 0.23 | K
JM | EQUIPMENT SPIN-GLAS BOARD | FIBER GLASS | FACED SINGLE MATERIAL | FSK | EQUIPMENT | YES | YES | 3 | 0.23 | K
JM | EQUIPMENT SPIN-GLAS BOARD | FIBER GLASS | FACED SINGLE MATERIAL | FSK | EQUIPMENT | YES | YES | 3.5 | 0.23 | K
JM | EQUIPMENT SPIN-GLAS BOARD | FIBER GLASS | FACED SINGLE MATERIAL | FSK | EQUIPMENT | YES | YES | 4 | 0.23 | K
JM | EQUIPMENT SPIN-GLAS BOARD | FIBER GLASS | SINGLE MATERIAL | NONE | EQUIPMENT | YES | NO | 0.63 | 0.23 | K
JM | EQUIPMENT SPIN-GLAS BOARD | FIBER GLASS | SINGLE MATERIAL | NONE | EQUIPMENT | YES | NO | 0.75 | 0.23 | K
JM | EQUIPMENT SPIN-GLAS BOARD | FIBER GLASS | SINGLE MATERIAL | NONE | EQUIPMENT | YES | NO | 1 | 0.23 | K
JM | EQUIPMENT SPIN-GLAS BOARD | FIBER GLASS | SINGLE MATERIAL | NONE | EQUIPMENT | YES | NO | 1.5 | 0.23 | K
JM | EQUIPMENT SPIN-GLAS BOARD | FIBER GLASS | SINGLE MATERIAL | NONE | EQUIPMENT | YES | NO | 2 | 0.23 | K
JM | EQUIPMENT SPIN-GLAS BOARD | FIBER GLASS | SINGLE MATERIAL | NONE | EQUIPMENT | YES | NO | 2.5 | 0.23 | K
JM | EQUIPMENT SPIN-GLAS BOARD | FIBER GLASS | SINGLE MATERIAL | NONE | EQUIPMENT | YES | NO | 3 | 0.23 | K
JM | EQUIPMENT SPIN-GLAS BOARD | FIBER GLASS | SINGLE MATERIAL | NONE | EQUIPMENT | YES | NO | 3.5 | 0.23 | K
JM | EQUIPMENT SPIN-GLAS BOARD | FIBER GLASS | SINGLE MATERIAL | NONE | EQUIPMENT | YES | NO | 4 | 0.23 | K
JM | EXACT-O-BOARD 2.0 PCF | FIBER GLASS | COMPOSITE | NONE | EQUIPMENT | YES | NO | 0.38 | 0.23 | K
JM | EXACT-O-BOARD 3.0 PCF | FIBER GLASS | COMPOSITE | NONE | EQUIPMENT | YES | NO | 0.25 | 0.22 | K
JM | FITTING FAB BOARD | FIBER GLASS | FACED SINGLE MATERIAL | FSK | DUCTS | YES | YES | 1 | 4.3 | R
JM | FITTING FAB BOARD | FIBER GLASS | FACED SINGLE MATERIAL | FSK | DUCTS | YES | YES | 1.5 | 6.5 | R
JM | FITTING FAB BOARD | FIBER GLASS | FACED SINGLE MATERIAL | FSK | DUCTS | YES | YES | 2 | 8.7 | R
JM | GLASSDEK | FIBER GLASS | FACED SINGLE MATERIAL | FBR GLS | FLOOR | YES | NO | 1 | 0.23 | K
JM | GLASSDEK | FIBER GLASS | FACED SINGLE MATERIAL | FBR GLS | FLOOR | YES | NO | 1.25 | 0.23 | K
JM | GLASSDEK | FIBER GLASS | FACED SINGLE MATERIAL | FBR GLS | FLOOR | YES | NO | 1.5 | 0.23 | K
JM | GLASSDEK | FIBER GLASS | FACED SINGLE MATERIAL | FBR GLS | FLOOR | YES | NO | 1.75 | 0.23 | K
JM | GLASSDEK | FIBER GLASS | FACED SINGLE MATERIAL | FBR GLS | FLOOR | YES | NO | 2 | 0.23 | K
JM | HTB 26 | FIBER GLASS | SINGLE MATERIAL | NONE | EQUIPMENT | YES | NO | 1 | 0.26 | K
JM | HTB 26 | FIBER GLASS | SINGLE MATERIAL | NONE | EQUIPMENT | YES | NO | 2 | 0.26 | K
JM | HTB 26 | FIBER GLASS | SINGLE MATERIAL | NONE | EQUIPMENT | YES | NO | 2.5 | 0.26 | K
JM | HTB 26 | FIBER GLASS | SINGLE MATERIAL | NONE | EQUIPMENT | YES | NO | 3 | 0.26 | K
JM | HTB 26 | FIBER GLASS | SINGLE MATERIAL | NONE | EQUIPMENT | YES | NO | 3.5 | 0.26 | K
JM | HTB 26 | FIBER GLASS | SINGLE MATERIAL | NONE | EQUIPMENT | YES | NO | 4 | 0.26 | K
JM | I.S. 300 | FIBER GLASS | SINGLE MATERIAL | NONE | WALL | YES | NO | 1 | 4.3 | R
JM | I.S. 300 | FIBER GLASS | SINGLE MATERIAL | NONE | WALL | YES | NO | 1.5 | 6.5 | R
JM | I.S. 300 | FIBER GLASS | SINGLE MATERIAL | NONE | WALL | YES | NO | 2 | 8.7 | R
JM | I.S. 300 BLACK | FIBER GLASS | FACED SINGLE MATERIAL | FBR GLS | WALL CLG | YES | NO | 1 | 4.3 | R
JM | I.S. 300 BLACK | FIBER GLASS | FACED SINGLE MATERIAL | FBR GLS | WALL CLG | YES | NO | 1.5 | 6.5 | R
JM | I.S. 300 BLACK | FIBER GLASS | FACED SINGLE MATERIAL | FBR GLS | WALL CLG | YES | NO | 2 | 8.7 | R
JM | I.S. 300 FSK/AP | FIBER GLASS | FACED SINGLE MATERIAL | METAL | WALL | NO | NO | 1 | 4.3 | R
JM | I.S. 300 FSK/AP | FIBER GLASS | FACED SINGLE MATERIAL | METAL | WALL | NO | NO | 1.5 | 6.5 | R
JM | I.S. 300 FSK/AP | FIBER GLASS | FACED SINGLE MATERIAL | METAL | WALL | NO | NO | 2 | 8.7 | R
JM | I.S. 600 | FIBER GLASS | SINGLE MATERIAL | NONE | WALL | YES | NO | 1.5 | 6.8 | R
JM | I.S. 600 | FIBER GLASS | SINGLE MATERIAL | NONE | WALL | YES | NO | 2 | 9.1 | R
JM | I.S. 600 BLACK | FIBER GLASS | FACED SINGLE MATERIAL | FBR GLS | WALL CLG | YES | NO | 2 | 9.1 | R
JM | I.S. 600 FSK/AP | FIBER GLASS | FACED SINGLE MATERIAL | METAL | WALL | YES | YES | 1.5 | 6.8 | R
JM | I.S. 600 FSK/AP | FIBER GLASS | FACED SINGLE MATERIAL | METAL | WALL | YES | YES | 2 | 9.1 | R
JM | INCOMB HULLBD | FIBER GLASS | SINGLE MATERIAL | NONE | CLG WALL FLR | YES | NO | 1 | 0.22 | K
JM | INCOMB HULLBD | FIBER GLASS | SINGLE MATERIAL | NONE | CLG WALL FLR | YES | NO | 1.5 | 0.22 | K
JM | INCOMB HULLBD | FIBER GLASS | SINGLE MATERIAL | NONE | CLG WALL FLR | YES | NO | 1.75 | 0.22 | K
JM | INCOMB HULLBD | FIBER GLASS | SINGLE MATERIAL | NONE | CLG WALL FLR | YES | NO | 2 | 0.22 | K
JM | MAD BD 475 | FIBER GLASS | FACED SINGLE MATERIAL | METAL | DUCTS | YES | YES | 1 | 4.3 | R
JM | MAD BD 800 | FIBER GLASS | FACED SINGLE MATERIAL | METAL | DUCTS | YES | YES | 1.5 | 6.5 | R
JM | MAD BD 800 | FIBER GLASS | FACED SINGLE MATERIAL | METAL | DUCTS | YES | YES | 2 | 8.7 | R
JM | MICRO-FLEX AP/FSK | FIBER GLASS | FACED SINGLE MATERIAL | MTL/FLAS | EQUIP/PIPES | YES | YES | 1 | 0.23 | K
JM | MICRO-FLEX AP/FSK | FIBER GLASS | FACED SINGLE MATERIAL | MTL/FLAS | EQUIP/PIPES | YES | YES | 1.5 | 0.23 | K
JM | MICRO-FLEX AP/FSK | FIBER GLASS | FACED SINGLE MATERIAL | MTL/PLAS | EQUIP/PIPES | YES | YES | 2 | 0.23 | K
JM | MICRO-FLEX AP/FSK | FIBER GLASS | FACED SINGLE MATERIAL | MTL/FLAS | EQUIP/PIPES | YES | YES | 2.5 | 0.23 | K
JM | MICRO-FLEX AP/FSK | FIBER GLASS | FACED SINGLE MATERIAL | MTL/FLAS | EQUIP/PIPES | YES | YES | 3 | 0.23 | K
JM | MICRO-FLEX AP/FSK | FIBER GLASS | FACED SINGLE MATERIAL | MTL/FLAS | EQUIP/PIPES | YES | YES | 3.5 | 0.23 | K
JM | MICRO-FLEX AP/FSK | FIBER GLASS | FACED SINGLE MATERIAL | MTL/PLAS | EQUIP/PIPES | YES | YES | 4 | 0.23 | K
JM | MICRO-LOK GPI | FIBER GLASS | FACED SINGLE MATERIAL | MTL/PPR | PIPES | YES | YES | 1.5 | 0.24 | K
JM | MICRO-LOK GPI | FIBER GLASS | FACED SINGLE MATERIAL | MTL/GM | PIPES | YES | NO | 1.5 | 0.24 | K
JM | MICRO-LOK HP | FIBER GLASS | FACED SINGLE MATERIAL | MTL/PPR | PIPES | YES | YES | 1 | 0.24 | K
JM | MICRO-LOK HP | FIBER GLASS | FACED SINGLE MATERIAL | MTL/PPR | PIPES | YES | YES | 1.5 | 0.24 | K
JM | MICRO-LOK HP | FIBER GLASS | FACED SINGLE MATERIAL | MTL/PPR | PIPES | YES | YES | 2 | 0.24 | K
JM | MICRO-LOK HP | FIBER GLASS | FACED SINGLE MATERIAL | MTL/PPR | PIPES | YES | YES | 2.5 | 0.24 | K
JM | MICRO-LOK HP | FIBER GLASS | FACED SINGLE MATERIAL | MTL/PPR | PIPES | YES | YES | 3 | 0.24 | K
JM | MICRO-LOK HP | FIBER GLASS | FACED SINGLE MATERIAL | MTL/PPR | PIPES | YES | YES | 4 | 0.24 | K
JM | MICRO-LOK HP | FIBER GLASS | SINGLE MATERIAL | NONE | PIPES | YES | NO | 1 | 0.24 | K
JM | MICRO-LOK HP | FIBER GLASS | SINGLE MATERIAL | NONE | PIPES | YES | NO | 1.5 | 0.24 | K
JM | MICRO-LOK HP | FIBER GLASS | SINGLE MATERIAL | NONE | PIPES | YES | NO | 2 | 0.24 | K
JM | MICRO-LOK HP | FIBER GLASS | SINGLE MATERIAL | NONE | PIPES | YES | NO | 2.5 | 0.24 | K
JM | MICRO-LOK HP | FIBER GLASS | SINGLE MATERIAL | NONE | PIPES | YES | NO | 3 | 0.24 | K
JM | MICRO-LOK HP ULTRA | FIBER GLASS | FACED SINGLE MATERIAL | MTL/PPR | PIPES | YES | YES | 0.5 | 0.24 | K
JM | MICRO-LOK HP ULTRA | FIBER GLASS | FACED SINGLE MATERIAL | MTL/PPR | PIPES | YES | YES | 1 | 0.24 | K
JM | MICRO-LOK HP ULTRA | FIBER GLASS | FACED SINGLE MATERIAL | MTL/PPR | PIPES | YES | YES | 1.25 | 0.24 | K
JM | MICRO-LOK HP ULTRA | FIBER GLASS | FACED SINGLE MATERIAL | MTL/PPR | PIPES | YES | YES | 1.5 | 0.24 | K
JM | MICRO-LOK HP ULTRA | FIBER GLASS | FACED SINGLE MATERIAL | MTL/PPR | PIPES | YES | YES | 2 | 0.24 | K
JM | MICRO-LOK HP ULTRA | FIBER GLASS | FACED SINGLE MATERIAL | MTL/PPR | PIPES | YES | YES | 2.5 | 0.24 | K
JM | MICRO-LOK HP ULTRA | FIBER GLASS | FACED SINGLE MATERIAL | MTL/PPR | PIPES | YES | YES | 3 | 0.24 | K
JM | MICRO-LOK HP ULTRA | FIBER GLASS | FACED SINGLE MATERIAL | MTL/PPR | PIPES | YES | YES | 3.5 | 0.24 | K
JM | MICRO-LOK HP ULTRA | FIBER GLASS | FACED SINGLE MATERIAL | MTL/PPR | PIPES | YES | YES | 4 | 0.24 | K
JM | MICRO-LOK HP ULTRA | FIBER GLASS | FACED SINGLE MATERIAL | MTL/PPR | PIPES | YES | YES | 4.5 | 0.24 | K
JM | MICRO-LOK HP ULTRA | FIBER GLASS | FACED SINGLE MATERIAL | MTL/PPR | PIPES | YES | YES | 5 | 0.24 | K
JM | MINWOOL SAFING | MINERAL WOOL | SINGLE MATERIAL | NONE | WALL | NO | NO | 4 | 14.8 | R
JM | PRECIPITATOR SG | FIBER GLASS | SINGLE MATERIAL | NONE | EQUIPMENT | YES | NO | 1 | 0.24 | K
JM | PRECIPITATOR SG | FIBER GLASS | SINGLE MATERIAL | NONE | EQUIPMENT | YES | NO | 1.5 | 0.24 | K
JM | PRECIPITATOR SG | FIBER GLASS | SINGLE MATERIAL | NONE | EQUIPMENT | YES | NO | 2 | 0.24 | K
JM | PRECIPITATOR SG | FIBER GLASS | SINGLE MATERIAL | NONE | EQUIPMENT | YES | NO | 2.5 | 0.24 | K
JM | PRECIPITATOR SG | FIBER GLASS | SINGLE MATERIAL | NONE | EQUIPMENT | YES | NO | 3 | 0.24 | K
JM | PRECIPITATOR SG | FIBER GLASS | SINGLE MATERIAL | NONE | EQUIPMENT | YES | NO | 4 | 0.24 | K
JM | SAFB | MINERAL WOOL | SINGLE MATERIAL | NONE | WALL | NO | NO | 1 | 3.7 | R
JM | SAFB | MINERAL WOOL | SINGLE MATERIAL | NONE | WALL | NO | NO | 1.5 | 5.55 | R
JM | SAFB | MINERAL WOOL | SINGLE MATERIAL | NONE | WALL | NO | NO | 2 | 7.4 | R
JM | SAFB | MINERAL WOOL | SINGLE MATERIAL | NONE | WALL | NO | NO | 2.5 | 9.25 | R
JM | SAFB | MINERAL WOOL | SINGLE MATERIAL | NONE | WALL | NO | NO | 3 | 11.1 | R
JM | SAFB | MINERAL WOOL | SINGLE MATERIAL | NONE | WALL | NO | NO | 3.5 | 12.95 | R
JM | SAFB | MINERAL WOOL | SINGLE MATERIAL | NONE | WALL | NO | NO | 4 | 14.8 | R
JM | SAFB | MINERAL WOOL | SINGLE MATERIAL | NONE | WALL | NO | NO | 4.5 | 16.65 | R
JM | SAFB | MINERAL WOOL | SINGLE MATERIAL | NONE | WALL | NO | NO | 5 | 18.5 | R
JM | SAFB | MINERAL WOOL | SINGLE MATERIAL | NONE | WALL | NO | NO | 5.5 | 20.35 | R
JM | SAFB | MINERAL WOOL | SINGLE MATERIAL | NONE | WALL | NO | NO | 6 | 22.2 | R
JM | SPIRACOUSTIC PLUS | FIBER GLASS | FACED SINGLE MATERIAL | FSK | DUCTS | YES | YES | 1 | 4.3 | R
JM | SPIRACOUSTIC PLUS | FIBER GLASS | FACED SINGLE MATERIAL | FSK | DUCTS | YES | YES | 1.5 | 6.5 | R
JM | SPIRACOUSTIC PLUS | FIBER GLASS | FACED SINGLE MATERIAL | FSK | DUCTS | YES | YES | 2 | 8.7 | R
JM | SUPERDUCT 475 | FIBER GLASS | COMPOSITE | METAL FOIL | DUCTS | YES | YES | 1 | 4.3 | R
JM | SUPERDUCT 800 | FIBER GLASS | COMPOSITE | METAL FOIL | DUCTS | YES | YES | 1.5 | 6.5 | R
JM | SUPERDUCT 800 | FIBER GLASS | COMPOSITE | METAL FOIL | DUCTS | YES | YES | 2 | 8.7 | R
JM | SUPERROUND | FIBER GLASS | COMPOSITE | METAL FOIL | DUCTS | YES | YES | 1 | 0.23 | K
JM | SUSPEND-R | FIBER GLASS | FACED SINGLE MATERIAL | PLASTIC | CEILING | YES | YES | 1.5 | 6 | R
JM | TEMPCONTROL | MINERAL WOOL | SINGLE MATERIAL | NONE | WALL | NO | NO | 3.5 | 15 | R
JM | TEMPCONTROL | MINERAL WOOL | SINGLE MATERIAL | NONE | WALL | NO | NO | 5.5 | 23 | R
JM | TEMPCONTROL | MINERAL WOOL | SINGLE MATERIAL | NONE | WALL | NO | NO | 7.25 | 30 | R
JM | THERMOLINER | FIBER GLASS | SINGLE MATERIAL | PLASTIC | CEILING WALL | YES | YES | 1.5 | 6 | R
JM | WHISPERTONE WALLBOARD 3.0 PCF | FIBER GLASS | SINGLE MATERIAL | NONE | CEILINGS | YES | NO | 1 | 0.23 | K
JM | WHISPERTONE WALLBOARD 3.0 PCF | FIBER GLASS | SINGLE MATERIAL | NONE | CEILINGS | YES | NO | 2 | 0.23 | K
JM | WHISPERTONE WALLBOARD 6.0 PCF | FIBER GLASS | SINGLE MATERIAL | NONE | CEILINGS | YES | NO | 1 | 0.22 | K
JM | WHISPERTONE WALLBOARD 6.0 PCF | FIBER GLASS | SINGLE MATERIAL | NONE | CEILINGS | YES | NO | 2 | 0.22 | K
JM | WHISPERTONE MICROMAT 1.8 PCF | FIBER GLASS | COMPOSITE | FIBERGLASS | PANELS | YES | NO | 0.25 | 0.24 | K
JM | WHISPERTONE MICROMAT 1.8 PCF | FIBER GLASS | COMPOSITE | FIBERGLASS | PANELS | YES | NO | 0.5 | 0.24 | K
JM | WHISPERTONE MICROMAT 1.8 PCF | FIBER GLASS | COMPOSITE | FIBERGLASS | PANELS | YES | NO | 0.75 | 0.24 | K
JM | WHISPERTONE MICROMAT 1.8 PCF | FIBER GLASS | COMPOSITE | FIBERGLASS | PANELS | YES | NO | 1 | 0.24 | K
JM | WHISPERTONE MICROMAT 2.0 PCF | FIBER GLASS | COMPOSITE | FIBERGLASS | PANELS | YES | NO | 0.25 | 0.225 | K
JM | WHISPERTONE MICROMAT 2.0 PCF | FIBER GLASS | COMPOSITE | FIBERGLASS | PANELS | YES | NO | 0.5 | 0.225 | K
JM | WHISPERTONE MICROMAT 2.0 PCF | FIBER GLASS | COMPOSITE | FIBERGLASS | PANELS | YES | NO | 0.75 | 0.225 | K
JM | WHISPERTONE MICROMAT 2.0 PCF | FIBER GLASS | COMPOSITE | FIBERGLASS | PANELS | YES | NO | 1 | 0.225 | K
JM | ZESTON HI-LO INSULATION INSERTS | FIBER GLASS | SINGLE MATERIAL | NONE | EQUIPMENT | YES | NO | 2 | 0.26 | K
* DESCRIPTION OF BRAND CODES:
JM = JOHNS MANVILLE
FGS = FIBERGLASS
Knauf Insulation - T 1002 |  |  |  | Updated 10/27/2025
KNF | ADB MFG HSG | FIBER GLASS | FACED SINGLE MATERIAL | METAL | DUCTS | YES | YES | 0.8125 | 3.50 | R
KNF | AK BOARD FCD 2.25PCF | FIBER GLASS | FACED SINGLE MATERIAL | METAL | WALL | YES | YES | 1.50 | 6.50 | R
KNF | AK BOARD FCD 2.25PCF | FIBER GLASS | FACED SINGLE MATERIAL | METAL | WALL | YES | YES | 2.00 | 8.70 | R
KNF | AK BOARD FCD 2.25PCF | FIBER GLASS | FACED SINGLE MATERIAL | METAL | WALL | YES | YES | 3.00 | 13.00 | R
KNF | AK BOARD FCD 2.25PCF | FIBER GLASS | FACED SINGLE MATERIAL | METAL | WALL | YES | YES | 4.00 | 17.40 | R
KNF | AK BOARD FCD 3.0PCF | FIBER GLASS | FACED SINGLE MATERIAL | KRAFT | WALL | YES | YES | 1.00 | 4.30 | R
KNF | AK BOARD FCD 3.0PCF | FIBER GLASS | FACED SINGLE MATERIAL | KRAFT | WALL | YES | YES | 1.50 | 6.50 | R
KNF | AK BOARD FCD 3.0PCF | FIBER GLASS | FACED SINGLE MATERIAL | KRAFT | WALL | YES | YES | 2.00 | 8.70 | R
KNF | AK BOARD FCD 3.0PCF | FIBER GLASS | FACED SINGLE MATERIAL | KRAFT | WALL | YES | YES | 3.00 | 13.00 | R
KNF | AK BOARD FCD 3.0PCF | FIBER GLASS | FACED SINGLE MATERIAL | KRAFT | WALL | YES | YES | 4.00 | 17.40 | R
KNF | AK BOARD FCD 3.0PCF | FIBER GLASS | FACED SINGLE MATERIAL | METAL | WALL | YES | YES | 1.00 | 4.30 | R
KNF | AK BOARD FCD 3.0PCF | FIBER GLASS | FACED SINGLE MATERIAL | METAL | WALL | YES | YES | 1.50 | 6.50 | R
KNF | AK BOARD FCD 3.0PCF | FIBER GLASS | FACED SINGLE MATERIAL | METAL | WALL | YES | YES | 2.00 | 8.70 | R
KNF | AK BOARD FCD 3.0PCF | FIBER GLASS | FACED SINGLE MATERIAL | METAL | WALL | YES | YES | 3.00 | 13.00 | R
KNF | AK BOARD FCD 3.0PCF | FIBER GLASS | FACED SINGLE MATERIAL | METAL | WALL | YES | YES | 4.00 | 17.40 | R
KNF | AK BOARD FCD 4.25PCF | FIBER GLASS | FACED SINGLE MATERIAL | METAL | WALL | YES | YES | 1.00 | 4.30 | R
KNF | AK BOARD FCD 4.25PCF | FIBER GLASS | FACED SINGLE MATERIAL | METAL | WALL | YES | YES | 1.50 | 6.50 | R
KNF | AK BOARD FCD 4.25PCF | FIBER GLASS | FACED SINGLE MATERIAL | METAL | WALL | YES | YES | 2.00 | 8.70 | R
KNF | AK BOARD FCD 4.25PCF | FIBER GLASS | FACED SINGLE MATERIAL | METAL | WALL | YES | YES | 2.50 | 10.90 | R
KNF | AK BOARD FCD 6.0PCF | FIBER GLASS | FACED SINGLE MATERIAL | KRAFT | WALL | YES | YES | 1.00 | 4.40 | R
KNF | AK BOARD FCD 6.0PCF | FIBER GLASS | FACED SINGLE MATERIAL | KRAFT | WALL | YES | YES | 1.50 | 6.70 | R
KNF | AK BOARD FCD 6.0PCF | FIBER GLASS | FACED SINGLE MATERIAL | KRAFT | WALL | YES | YES | 2.00 | 8.90 | R
KNF | AK BOARD FCD 6.0PCF | FIBER GLASS | FACED SINGLE MATERIAL | METAL | WALL | YES | YES | 1.00 | 4.40 | R
KNF | AK BOARD FCD 6.0PCF | FIBER GLASS | FACED SINGLE MATERIAL | METAL | WALL | YES | YES | 1.50 | 6.70 | R
KNF | AK BOARD FCD 6.0PCF | FIBER GLASS | FACED SINGLE MATERIAL | METAL | WALL | YES | YES | 2.00 | 8.90 | R
KNF | AK BOARD PLN 1.6PCF | FIBER GLASS | SINGLE MATERIAL | NONE | WALL | YES | NO | 1.50 | 6.30 | R
KNF | AK BOARD PLN 1.6PCF | FIBER GLASS | SINGLE MATERIAL | NONE | WALL | YES | NO | 2.00 | 8.30 | R
KNF | AK BOARD PLN 1.6PCF | FIBER GLASS | SINGLE MATERIAL | NONE | WALL | YES | NO | 3.00 | 12.50 | R
KNF | AK BOARD PLN 1.6PCF | FIBER GLASS | SINGLE MATERIAL | NONE | WALL | YES | NO | 4.00 | 16.70 | R
KNF | AK BOARD PLN 2.25PCF | FIBER GLASS | SINGLE MATERIAL | NONE | WALL | YES | NO | 1.50 | 6.50 | R
KNF | AK BOARD PLN 2.25PCF | FIBER GLASS | SINGLE MATERIAL | NONE | WALL | YES | NO | 2.00 | 8.70 | R
KNF | AK BOARD PLN 2.25PCF | FIBER GLASS | SINGLE MATERIAL | NONE | WALL | YES | NO | 3.00 | 13.00 | R
KNF | AK BOARD PLN 2.25PCF | FIBER GLASS | SINGLE MATERIAL | NONE | WALL | YES | NO | 4.00 | 17.40 | R
KNF | AK BOARD PLN 3.0PCF | FIBER GLASS | SINGLE MATERIAL | NONE | WALL | YES | NO | 1.00 | 4.30 | R
KNF | AK BOARD PLN 3.0PCF | FIBER GLASS | SINGLE MATERIAL | NONE | WALL | YES | NO | 1.50 | 6.50 | R
KNF | AK BOARD PLN 3.0PCF | FIBER GLASS | SINGLE MATERIAL | NONE | WALL | YES | NO | 2.00 | 8.70 | R
KNF | AK BOARD PLN 3.0PCF | FIBER GLASS | SINGLE MATERIAL | NONE | WALL | YES | NO | 3.00 | 13.00 | R
KNF | AK BOARD PLN 3.0PCF | FIBER GLASS | SINGLE MATERIAL | NONE | WALL | YES | NO | 4.00 | 17.40 | R
KNF | AK BOARD PLN 4.25PCF | FIBER GLASS | SINGLE MATERIAL | NONE | WALL | YES | NO | 1.00 | 4.30 | R
KNF | AK BOARD PLN 4.25PCF | FIBER GLASS | SINGLE MATERIAL | NONE | WALL | YES | NO | 1.50 | 6.50 | R
KNF | AK BOARD PLN 4.25PCF | FIBER GLASS | SINGLE MATERIAL | NONE | WALL | YES | NO | 2.00 | 8.70 | R
KNF | AK BOARD PLN 4.25PCF | FIBER GLASS | SINGLE MATERIAL | NONE | WALL | YES | NO | 2.50 | 10.90 | R
KNF | AK BOARD PLN 6.0PCF | FIBER GLASS | SINGLE MATERIAL | NONE | WALL | YES | NO | 1.00 | 4.40 | R
KNF | AK BOARD PLN 6.0PCF | FIBER GLASS | SINGLE MATERIAL | NONE | WALL | YES | NO | 1.50 | 6.70 | R
KNF | AK BOARD PLN 6.0PCF | FIBER GLASS | SINGLE MATERIAL | NONE | WALL | YES | NO | 2.00 | 8.90 | R
KNF | AKOUSTI-LINER R 3PCF | FIBER GLASS | COMPOSITE | PLASTIC | DUCTS | YES | NO | 1.00 | 4.30 | R
KNF | AKOUSTI-LINER R 3PCF | FIBER GLASS | COMPOSITE | PLASTIC | DUCTS | YES | NO | 1.50 | 6.50 | R
KNF | AKOUSTI-LINER R 3PCF | FIBER GLASS | COMPOSITE | PLASTIC | DUCTS | YES | NO | 2.00 | 8.60 | R
KNF | INSULBD FCD 2.25PCF | FIBER GLASS | FACED SINGLE MATERIAL | METAL | WALL | YES | YES | 1.50 | 6.50 | R
KNF | INSULBD FCD 2.25PCF | FIBER GLASS | FACED SINGLE MATERIAL | METAL | WALL | YES | YES | 2.00 | 8.70 | R
KNF | INSULBD FCD 2.25PCF | FIBER GLASS | FACED SINGLE MATERIAL | METAL | WALL | YES | YES | 3.00 | 13.00 | R
KNF | INSULBD FCD 2.25PCF | FIBER GLASS | FACED SINGLE MATERIAL | METAL | WALL | YES | YES | 4.00 | 17.40 | R
KNF | INSULBD FCD 3.0PCF | FIBER GLASS | FACED SINGLE MATERIAL | KRAFT | WALL | YES | YES | 1.00 | 4.30 | R
KNF | INSULBD FCD 3.0PCF | FIBER GLASS | FACED SINGLE MATERIAL | KRAFT | WALL | YES | YES | 1.50 | 6.50 | R
KNF | INSULBD FCD 3.0PCF | FIBER GLASS | FACED SINGLE MATERIAL | KRAFT | WALL | YES | YES | 2.00 | 8.70 | R
KNF | INSULBD FCD 3.0PCF | FIBER GLASS | FACED SINGLE MATERIAL | KRAFT | WALL | YES | YES | 3.00 | 13.00 | R
KNF | INSULBD FCD 3.0PCF | FIBER GLASS | FACED SINGLE MATERIAL | KRAFT | WALL | YES | YES | 4.00 | 17.40 | R
KNF | INSULBD FCD 3.0PCF | FIBER GLASS | FACED SINGLE MATERIAL | METAL | WALL | YES | YES | 1.00 | 4.30 | R
KNF | INSULBD FCD 3.0PCF | FIBER GLASS | FACED SINGLE MATERIAL | METAL | WALL | YES | YES | 1.50 | 6.50 | R
KNF | INSULBD FCD 3.0PCF | FIBER GLASS | FACED SINGLE MATERIAL | METAL | WALL | YES | YES | 2.00 | 8.70 | R
KNF | INSULBD FCD 3.0PCF | FIBER GLASS | FACED SINGLE MATERIAL | METAL | WALL | YES | YES | 3.00 | 13.00 | R
KNF | INSULBD FCD 3.0PCF | FIBER GLASS | FACED SINGLE MATERIAL | METAL | WALL | YES | YES | 4.00 | 17.40 | R
KNF | INSULBD FCD 4.25PCF | FIBER GLASS | FACED SINGLE MATERIAL | METAL | WALL | YES | YES | 1.00 | 4.30 | R
KNF | INSULBD FCD 4.25PCF | FIBER GLASS | FACED SINGLE MATERIAL | METAL | WALL | YES | YES | 1.50 | 6.50 | R
KNF | INSULBD FCD 4.25PCF | FIBER GLASS | FACED SINGLE MATERIAL | METAL | WALL | YES | YES | 2.00 | 8.70 | R
KNF | INSULBD FCD 4.25PCF | FIBER GLASS | FACED SINGLE MATERIAL | METAL | WALL | YES | YES | 2.50 | 10.90 | R
KNF | INSULBD FCD 6.0PCF | FIBER GLASS | FACED SINGLE MATERIAL | KRAFT | WALL | YES | YES | 1.00 | 4.40 | R
KNF | INSULBD FCD 6.0PCF | FIBER GLASS | FACED SINGLE MATERIAL | KRAFT | WALL | YES | YES | 1.50 | 6.70 | R
KNF | INSULBD FCD 6.0PCF | FIBER GLASS | FACED SINGLE MATERIAL | KRAFT | WALL | YES | YES | 2.00 | 8.90 | R
KNF | INSULBD FCD 6.0PCF | FIBER GLASS | FACED SINGLE MATERIAL | METAL | WALL | YES | YES | 1.00 | 4.40 | R
KNF | INSULBD FCD 6.0PCF | FIBER GLASS | FACED SINGLE MATERIAL | METAL | WALL | YES | YES | 1.50 | 6.70 | R
KNF | INSULBD FCD 6.0PCF | FIBER GLASS | FACED SINGLE MATERIAL | METAL | WALL | YES | YES | 2.00 | 8.90 | R
KNF | INSULBD PLN 1.6PCF | FIBER GLASS | SINGLE MATERIAL | NONE | WALL | YES | NO | 1.50 | 6.30 | R
KNF | INSULBD PLN 1.6PCF | FIBER GLASS | SINGLE MATERIAL | NONE | WALL | YES | NO | 2.00 | 8.30 | R
KNF | INSULBD PLN 1.6PCF | FIBER GLASS | SINGLE MATERIAL | NONE | WALL | YES | NO | 3.00 | 12.50 | R
KNF | INSULBD PLN 1.6PCF | FIBER GLASS | SINGLE MATERIAL | NONE | WALL | YES | NO | 4.00 | 16.70 | R
KNF | INSULBD PLN 2.25PCF | FIBER GLASS | SINGLE MATERIAL | NONE | WALL | YES | NO | 1.50 | 6.50 | R
KNF | INSULBD PLN 2.25PCF | FIBER GLASS | SINGLE MATERIAL | NONE | WALL | YES | NO | 2.00 | 8.70 | R
KNF | INSULBD PLN 2.25PCF | FIBER GLASS | SINGLE MATERIAL | NONE | WALL | YES | NO | 3.00 | 13.00 | R
KNF | INSULBD PLN 2.25PCF | FIBER GLASS | SINGLE MATERIAL | NONE | WALL | YES | NO | 4.00 | 17.40 | R
KNF | INSULBD PLN 3.0PCF | FIBER GLASS | SINGLE MATERIAL | NONE | WALL | YES | NO | 1.00 | 4.30 | R
KNF | INSULBD PLN 3.0PCF | FIBER GLASS | SINGLE MATERIAL | NONE | WALL | YES | NO | 1.50 | 6.50 | R
KNF | INSULBD PLN 3.0PCF | FIBER GLASS | SINGLE MATERIAL | NONE | WALL | YES | NO | 2.00 | 8.70 | R
KNF | INSULBD PLN 3.0PCF | FIBER GLASS | SINGLE MATERIAL | NONE | WALL | YES | NO | 3.00 | 13.00 | R
KNF | INSULBD PLN 3.0PCF | FIBER GLASS | SINGLE MATERIAL | NONE | WALL | YES | NO | 4.00 | 17.40 | R
KNF | INSULBD PLN 4.25PCF | FIBER GLASS | SINGLE MATERIAL | NONE | WALL | YES | NO | 1.00 | 4.30 | R
KNF | INSULBD PLN 4.25PCF | FIBER GLASS | SINGLE MATERIAL | NONE | WALL | YES | NO | 1.50 | 6.50 | R
KNF | INSULBD PLN 4.25PCF | FIBER GLASS | SINGLE MATERIAL | NONE | WALL | YES | NO | 2.00 | 8.70 | R
KNF | INSULBD PLN 4.25PCF | FIBER GLASS | SINGLE MATERIAL | NONE | WALL | YES | NO | 2.50 | 10.90 | R
KNF | INSULBD PLN 6.0PCF | FIBER GLASS | SINGLE MATERIAL | NONE | WALL | YES | NO | 1.00 | 4.40 | R
KNF | INSULBD PLN 6.0PCF | FIBER GLASS | SINGLE MATERIAL | NONE | WALL | YES | NO | 1.50 | 6.70 | R
KNF | INSULBD PLN 6.0PCF | FIBER GLASS | SINGLE MATERIAL | NONE | WALL | YES | NO | 2.00 | 8.90 | R
KNF | PERFORMANCE+ ADB 475 | FIBER GLASS | COMPOSITE | METAL | DUCTS | YES | YES | 1 | 4.30 | R
KNF | PERFORMANCE+ ADB 800 | FIBER GLASS | COMPOSITE | METAL | DUCTS | YES | YES | 1 | 4.30 | R
KNF | PERFORMANCE+ ADB 800 | FIBER GLASS | COMPOSITE | METAL | DUCTS | YES | YES | 1.5 | 6.50 | R
KNF | PERFORMANCE+ ADB 800 | FIBER GLASS | COMPOSITE | METAL | DUCTS | YES | YES | 2.00 | 8.70 | R
KNF | RGD DT LIN 3PCF | FIBER GLASS | COMPOSITE | PLASTIC | DUCTS | YES | NO | 1.00 | 4.30 | R
KNF | RGD DT LIN 3PCF | FIBER GLASS | COMPOSITE | PLASTIC | DUCTS | YES | NO | 1.50 | 6.50 | R
KNF | RGD DT LIN 3PCF | FIBER GLASS | COMPOSITE | PLASTIC | DUCTS | YES | NO | 2.00 | 8.60 | R
KNF | RGD DT LIN 3PCF | FIBER GLASS | COMPOSITE | PLASTIC | DUCTS | YES | NO | 3.00 | 13.00 | R
* DESCRIPTION OF BRAND CODES:
KNF = KNAUF INSULATION
Owens-Corning Insulating Systems LLC - T 1428 |  |  |  | Updated 12/8/2023
FG | DUCT LINER BOARD | FIBERGLASS | SINGLE MATERIAL | OTHER | DUCTS | YES | NO | 1 | 0.23 | K
FG | DUCT LINER BOARD | FIBERGLASS | SINGLE MATERIAL | OTHER | DUCTS | YES | NO | 2 | 0.23 | K
FG | INSUL-QUICK | FIBERGLASS | SINGLE MATERIAL | NONE | EQUIPMENT | YES | NO | 1 | 0.23 | K
FG | INSUL-QUICK | FIBERGLASS | SINGLE MATERIAL | NONE | EQUIPMENT | YES | NO | 1.5 | 0.23 | K
FG | INSUL-QUICK | FIBERGLASS | SINGLE MATERIAL | NONE | EQUIPMENT | YES | NO | 2 | 0.23 | K
FG | INSUL-QUICK | FIBERGLASS | SINGLE MATERIAL | NONE | EQUIPMENT | YES | NO | 2.5 | 0.23 | K
FG | INSUL-QUICK | FIBERGLASS | SINGLE MATERIAL | NONE | EQUIPMENT | YES | NO | 3 | 0.23 | K
FG | INSUL-QUICK | FIBERGLASS | SINGLE MATERIAL | NONE | EQUIPMENT | YES | NO | 3.5 | 0.23 | K
FG | INSUL-QUICK | FIBERGLASS | SINGLE MATERIAL | NONE | EQUIPMENT | YES | NO | 4 | 0.23 | K
FG | WALL & INDUS 703 | FIBERGLASS | SINGLE MATERIAL | NONE | EQUIPMENT | NO | NO | 1 | 0.23 | K
FG | WALL & INDUS 703 | FIBERGLASS | SINGLE MATERIAL | NONE | EQUIPMENT | NO | NO | 1.25 | 0.23 | K
FG | WALL & INDUS 703 | FIBERGLASS | SINGLE MATERIAL | NONE | EQUIPMENT | NO | NO | 1.5 | 0.23 | K
FG | WALL & INDUS 703 | FIBERGLASS | SINGLE MATERIAL | NONE | EQUIPMENT | NO | NO | 2 | 0.23 | K
FG | WALL & INDUS 703 | FIBERGLASS | SINGLE MATERIAL | NONE | EQUIPMENT | NO | NO | 2.5 | 0.23 | K
FG | WALL & INDUS 703 | FIBERGLASS | SINGLE MATERIAL | NONE | EQUIPMENT | NO | NO | 3 | 0.23 | K
FG | WALL & INDUS 703 | FIBERGLASS | SINGLE MATERIAL | NONE | EQUIPMENT | NO | NO | 3.25 | 0.23 | K
FG | WALL & INDUS 703 | FIBERGLASS | SINGLE MATERIAL | NONE | EQUIPMENT | NO | NO | 3.5 | 0.23 | K
FG | WALL & INDUS 703 | FIBERGLASS | SINGLE MATERIAL | NONE | EQUIPMENT | NO | NO | 4 | 0.23 | K
FG | WALL & INDUS 705 | FIBERGLASS | SINGLE MATERIAL | NONE | EQUIPMENT | NO | NO | 1 | 0.23 | K
FG | WALL & INDUS 705 | FIBERGLASS | SINGLE MATERIAL | NONE | EQUIPMENT | NO | NO | 1.5 | 0.23 | K
FG | WALL & INDUS 705 | FIBERGLASS | SINGLE MATERIAL | NONE | EQUIPMENT | NO | NO | 2 | 0.23 | K
FG | WALL & INDUS 705 | FIBERGLASS | SINGLE MATERIAL | NONE | EQUIPMENT | NO | NO | 2.5 | 0.23 | K
FG | WALL & INDUS 705 | FIBERGLASS | SINGLE MATERIAL | NONE | EQUIPMENT | NO | NO | 3 | 0.23 | K
FG | WALL&IND ASJ 703 | FIBERGLASS | FACED SINGLE MATERIAL | METAL | EQUIPMENT | YES | YES | 1 | 0.23 | K
FG | WALL&IND ASJ 703 | FIBERGLASS | FACED SINGLE MATERIAL | METAL | EQUIPMENT | YES | YES | 1.5 | 0.23 | K
FG | WALL&IND ASJ 703 | FIBERGLASS | FACED SINGLE MATERIAL | METAL | EQUIPMENT | YES | YES | 2 | 0.23 | K
FG | WALL&IND ASJ 703 | FIBERGLASS | FACED SINGLE MATERIAL | METAL | EQUIPMENT | YES | YES | 2.5 | 0.23 | K
FG | WALL&IND ASJ 703 | FIBERGLASS | FACED SINGLE MATERIAL | METAL | EQUIPMENT | YES | YES | 3 | 0.23 | K
FG | WALL&IND ASJ 705 | FIBERGLASS | FACED SINGLE MATERIAL | METAL | EQUIPMENT | YES | YES | 1 | 0.23 | K
FG | WALL&IND ASJ 705 | FIBERGLASS | FACED SINGLE MATERIAL | METAL | EQUIPMENT | YES | YES | 1.5 | 0.23 | K
FG | WALL&IND ASJ 705 | FIBERGLASS | FACED SINGLE MATERIAL | METAL | EQUIPMENT | YES | YES | 2 | 0.23 | K
FG | WALL&IND ASJ 705 | FIBERGLASS | FACED SINGLE MATERIAL | METAL | EQUIPMENT | YES | YES | 2.5 | 0.23 | K
FG | WALL&IND ASJ 705 | FIBERGLASS | FACED SINGLE MATERIAL | METAL | EQUIPMENT | YES | YES | 3 | 0.23 | K
FG | WALL&IND FRK 703 | FIBERGLASS | FACED SINGLE MATERIAL | METAL | EQUIPMENT | YES | YES | 1 | 0.23 | K
FG | WALL&IND FRK 703 | FIBERGLASS | FACED SINGLE MATERIAL | METAL | EQUIPMENT | YES | YES | 1.5 | 0.23 | K
FG | WALL&IND FRK 703 | FIBERGLASS | FACED SINGLE MATERIAL | METAL | EQUIPMENT | YES | YES | 2 | 0.23 | K
FG | WALL&IND FRK 703 | FIBERGLASS | FACED SINGLE MATERIAL | METAL | EQUIPMENT | YES | YES | 2.5 | 0.23 | K
FG | WALL&IND FRK 703 | FIBERGLASS | FACED SINGLE MATERIAL | METAL | EQUIPMENT | YES | YES | 3 | 0.23 | K
FG | WALL&IND FRK 705 | FIBERGLASS | FACED SINGLE MATERIAL | METAL | EQUIPMENT | YES | YES | 1 | 0.23 | K
FG | WALL&IND FRK 705 | FIBERGLASS | FACED SINGLE MATERIAL | METAL | EQUIPMENT | YES | YES | 1.5 | 0.23 | K
FG | WALL&IND FRK 705 | FIBERGLASS | FACED SINGLE MATERIAL | METAL | EQUIPMENT | YES | YES | 2 | 0.23 | K
FG | WALL&IND FRK 705 | FIBERGLASS | FACED SINGLE MATERIAL | METAL | EQUIPMENT | YES | YES | 2.5 | 0.23 | K
FG | WALL&IND FRK 705 | FIBERGLASS | FACED SINGLE MATERIAL | METAL | EQUIPMENT | YES | YES | 3 | 0.23 | K
FG | WARM-N-DRI EXTER | FIBER GLASS | SINGLE MATERIAL | NONE | WALL | YES | NO | 0.75 | 3 | R
FG | WARM-N-DRI EXTER | FIBER GLASS | SINGLE MATERIAL | NONE | WALL | YES | NO | 1.19 | 5 | R
FG | WARM-N-DRI EXTER | FIBER GLASS | SINGLE MATERIAL | NONE | WALL | YES | NO | 2.38 | 10 | R
FG | WARM-N-DRI EXTER | FIBER GLASS | SINGLE MATERIAL | NONE | WALL | YES | NO | 3.5 | 15 | R
* DESCRIPTION OF BRAND CODES:
FG = FIBERGLAS
Rockwool - T 1360 |  |  |  | Updated 12/17/2024
RI | CAVITYROCK | ROCKWOOL | SINGLE MATERIAL | NONE | WALL | NO | NO | 2.5 | 10.75 | R
RI | CAVITYROCK | ROCKWOOL | SINGLE MATERIAL | NONE | WALL | NO | NO | 3 | 12.9 | R
RI | CAVITYROCK | ROCKWOOL | SINGLE MATERIAL | NONE | WALL | NO | NO | 3.5 | 15.05 | R
RI | CAVITYROCK | ROCKWOOL | SINGLE MATERIAL | NONE | WALL | NO | NO | 4 | 17.2 | R
RI | CAVITYROCK | ROCKWOOL | SINGLE MATERIAL | NONE | WALL | NO | NO | 4.5 | 19.35 | R
RI | CAVITYROCK | ROCKWOOL | SINGLE MATERIAL | NONE | WALL | NO | NO | 5 | 21.5 | R
RI | CAVITYROCK | ROCKWOOL | SINGLE MATERIAL | NONE | WALL | NO | NO | 5.5 | 23.65 | R
RI | CAVITYROCK | ROCKWOOL | SINGLE MATERIAL | NONE | WALL | NO | NO | 6 | 25.8 | R
RI | CAVITYROCK | ROCKWOOL | SINGLE MATERIAL | NONE | WALL | NO | NO | 7 | 30.1 | R
RI | CAVITYROCK | ROCKWOOL | SINGLE MATERIAL | NONE | WALL | NO | NO | 8 | 34.4 | R
RI | CAVITYROCK BLACK | ROCKWOOL | FACED SINGLE MATERIAL | MINERAL FACER | WALL | NO | NO | 2.5 | 10.75 | R
RI | CAVITYROCK BLACK | ROCKWOOL | FACED SINGLE MATERIAL | MINERAL FACER | WALL | NO | NO | 3 | 12.9 | R
RI | CAVITYROCK BLACK | ROCKWOOL | FACED SINGLE MATERIAL | MINERAL FACER | WALL | NO | NO | 3.5 | 15.05 | R
RI | CAVITYROCK BLACK | ROCKWOOL | FACED SINGLE MATERIAL | MINERAL FACER | WALL | NO | NO | 4 | 17.2 | R
RI | CAVITYROCK BLACK | ROCKWOOL | FACED SINGLE MATERIAL | MINERAL FACER | WALL | NO | NO | 5 | 21.5 | R
RI | CAVITYROCK BLACK | ROCKWOOL | FACED SINGLE MATERIAL | MINERAL FACER | WALL | NO | NO | 6 | 25.8 | R
RI | CAVITYROCK MD | ROCKWOOL | SINGLE MATERIAL | NONE | WALL | NO | NO | 1 | 4.3 | R
RI | CAVITYROCK MD | ROCKWOOL | SINGLE MATERIAL | NONE | WALL | NO | NO | 1.5 | 6.45 | R
RI | CAVITYROCK MD | ROCKWOOL | SINGLE MATERIAL | NONE | WALL | NO | NO | 2 | 8.6 | R
RI | CAVITYROCK MD | ROCKWOOL | SINGLE MATERIAL | NONE | WALL | NO | NO | 2.25 | 9.675 | R
RI | CAVITYROCK MD BLACK | ROCKWOOL | FACED SINGLE MATERIAL | MINERAL FACER | WALL | NO | NO | 2 | 8.6 | R
RI | COMFORTBOARD 80 | ROCKWOOL | SINGLE MATERIAL | NONE | WALL | NO | NO | 1.5 | 6.3 | R
RI | COMFORTBOARD 80 | ROCKWOOL | SINGLE MATERIAL | NONE | WALL | NO | NO | 2 | 8.4 | R
RI | COMFORTBOARD 80 | ROCKWOOL | SINGLE MATERIAL | NONE | WALL | NO | NO | 2.5 | 10.5 | R
RI | COMFORTBOARD 80 | ROCKWOOL | SINGLE MATERIAL | NONE | WALL | NO | NO | 3 | 12.6 | R
RI | COMFORTBOARD 80 | ROCKWOOL | SINGLE MATERIAL | NONE | WALL | NO | NO | 3.5 | 14.7 | R
RI | COMFORTBOARD 80 | ROCKWOOL | SINGLE MATERIAL | NONE | WALL | NO | NO | 4 | 16.8 | R
RI | COMFORTBOARD 80 | ROCKWOOL | SINGLE MATERIAL | NONE | WALL | NO | NO | 5 | 21 | R
RI | COMFORTBOARD 110 | ROCKWOOL | SINGLE MATERIAL | NONE | WALL | NO | NO | 1 | 4 | R
RI | COMFORTBOARD 110 | ROCKWOOL | SINGLE MATERIAL | NONE | WALL | NO | NO | 1.5 | 6 | R
RI | COMFORTBOARD 110 | ROCKWOOL | SINGLE MATERIAL | NONE | WALL | NO | NO | 2 | 8 | R
RI | COMFORTBOARD 110 | ROCKWOOL | SINGLE MATERIAL | NONE | WALL | NO | NO | 2.5 | 10 | R
RI | COMFORTBOARD 110 | ROCKWOOL | SINGLE MATERIAL | NONE | WALL | NO | NO | 3 | 12 | R
RI | COMFORTBOARD 110 | ROCKWOOL | SINGLE MATERIAL | NONE | WALL | NO | NO | 3.5 | 14 | R
RI | COMFORTBOARD 110 | ROCKWOOL | SINGLE MATERIAL | NONE | WALL | NO | NO | 4 | 16 | R
RI | COMFORTBOARD 110 | ROCKWOOL | SINGLE MATERIAL | NONE | WALL | NO | NO | 5 | 20 | R
RI | CURTAINROCK 40 | ROCKWOOL | SINGLE MATERIAL | NONE | WALL | YES | NO | 1.5 | 6.45 | R
RI | CURTAINROCK 40 | ROCKWOOL | SINGLE MATERIAL | NONE | WALL | YES | NO | 2 | 8.6 | R
RI | CURTAINROCK 40 | ROCKWOOL | SINGLE MATERIAL | NONE | WALL | YES | NO | 2.5 | 10.75 | R
RI | CURTAINROCK 40 | ROCKWOOL | SINGLE MATERIAL | NONE | WALL | YES | NO | 3 | 12.9 | R
RI | CURTAINROCK 40 | ROCKWOOL | SINGLE MATERIAL | NONE | WALL | YES | NO | 3.5 | 15.05 | R
RI | CURTAINROCK 40 | ROCKWOOL | SINGLE MATERIAL | NONE | WALL | YES | NO | 4 | 17.2 | R
RI | CURTAINROCK 40 | ROCKWOOL | SINGLE MATERIAL | NONE | WALL | YES | NO | 4.5 | 19.35 | R
RI | CURTAINROCK 40 | ROCKWOOL | SINGLE MATERIAL | NONE | WALL | YES | NO | 5 | 21.5 | R
RI | CURTAINROCK 40 | ROCKWOOL | SINGLE MATERIAL | NONE | WALL | YES | NO | 6 | 25.8 | R
RI | CURTAINROCK 40 | ROCKWOOL | SINGLE MATERIAL | NONE | WALL | YES | NO | 7 | 30.1 | R
RI | CURTAINROCK 40 RFF | ROCKWOOL | FACED SINGLE MATERIAL | FOIL | WALL | YES | YES | 2 | 8.6 | R
RI | CURTAINROCK 40 RFF | ROCKWOOL | FACED SINGLE MATERIAL | FOIL | WALL | YES | YES | 2.5 | 10.75 | R
RI | CURTAINROCK 40 RFF | ROCKWOOL | FACED SINGLE MATERIAL | FOIL | WALL | YES | YES | 3 | 12.9 | R
RI | CURTAINROCK 40 RFF | ROCKWOOL | FACED SINGLE MATERIAL | FOIL | WALL | YES | YES | 3.5 | 15.05 | R
RI | CURTAINROCK 40 RFF | ROCKWOOL | FACED SINGLE MATERIAL | FOIL | WALL | YES | YES | 4 | 17.2 | R
RI | CURTAINROCK 40 RFF | ROCKWOOL | FACED SINGLE MATERIAL | FOIL | WALL | YES | YES | 4.5 | 19.35 | R
RI | CURTAINROCK 40 RFF | ROCKWOOL | FACED SINGLE MATERIAL | FOIL | WALL | YES | YES | 5 | 21.5 | R
RI | CURTAINROCK 40 RFF | ROCKWOOL | FACED SINGLE MATERIAL | FOIL | WALL | YES | YES | 6 | 25.8 | R
RI | CURTAINROCK 40 RFF | ROCKWOOL | FACED SINGLE MATERIAL | FOIL | WALL | YES | YES | 7 | 30.1 | R
RI | CURTAINROCK 80 | ROCKWOOL | SINGLE MATERIAL | NONE | WALL | YES | NO | 1 | 4.3 | R
RI | CURTAINROCK 80 | ROCKWOOL | SINGLE MATERIAL | NONE | WALL | YES | NO | 1.5 | 6.45 | R
RI | CURTAINROCK 80 | ROCKWOOL | SINGLE MATERIAL | NONE | WALL | YES | NO | 2 | 8.6 | R
RI | CURTAINROCK 80 | ROCKWOOL | SINGLE MATERIAL | NONE | WALL | YES | NO | 2.5 | 10.75 | R
RI | CURTAINROCK 80 | ROCKWOOL | SINGLE MATERIAL | NONE | WALL | YES | NO | 3 | 12.9 | R
RI | CURTAINROCK 80 | ROCKWOOL | SINGLE MATERIAL | NONE | WALL | YES | NO | 3.5 | 15.05 | R
RI | CURTAINROCK 80 | ROCKWOOL | SINGLE MATERIAL | NONE | WALL | YES | NO | 4 | 17.2 | R
RI | CURTAINROCK 80 | ROCKWOOL | SINGLE MATERIAL | NONE | WALL | YES | NO | 4.5 | 19.35 | R
RI | CURTAINROCK 80 | ROCKWOOL | SINGLE MATERIAL | NONE | WALL | YES | NO | 5 | 21.5 | R
RI | CURTAINROCK 80 | ROCKWOOL | SINGLE MATERIAL | NONE | WALL | YES | NO | 6 | 25.8 | R
RI | CURTAINROCK 80 | ROCKWOOL | SINGLE MATERIAL | NONE | WALL | YES | NO | 7 | 30.1 | R
RI | CURTAINROCK 80 RFF | ROCKWOOL | FACED SINGLE MATERIAL | FOIL | WALL | YES | YES | 1 | 4.3 | R
RI | CURTAINROCK 80 RFF | ROCKWOOL | FACED SINGLE MATERIAL | FOIL | WALL | YES | YES | 1.5 | 6.45 | R
RI | CURTAINROCK 80 RFF | ROCKWOOL | FACED SINGLE MATERIAL | FOIL | WALL | YES | YES | 2 | 8.6 | R
RI | CURTAINROCK 80 RFF | ROCKWOOL | FACED SINGLE MATERIAL | FOIL | WALL | YES | YES | 3.5 | 15.05 | R
RI | CURTAINROCK 80 RFF | ROCKWOOL | FACED SINGLE MATERIAL | FOIL | WALL | YES | YES | 3 | 12.9 | R
RI | CURTAINROCK 80 RFF | ROCKWOOL | FACED SINGLE MATERIAL | FOIL | WALL | YES | YES | 2.5 | 10.75 | R
RI | CURTAINROCK 80 RFF | ROCKWOOL | FACED SINGLE MATERIAL | FOIL | WALL | YES | YES | 4 | 17.2 | R
RI | CURTAINROCK 80 RFF | ROCKWOOL | FACED SINGLE MATERIAL | FOIL | WALL | YES | YES | 4.5 | 19.35 | R
RI | CURTAINROCK 80 RFF | ROCKWOOL | FACED SINGLE MATERIAL | FOIL | WALL | YES | YES | 5 | 21.5 | R
RI | CURTAINROCK 80 RFF | ROCKWOOL | FACED SINGLE MATERIAL | FOIL | WALL | YES | YES | 6 | 25.8 | R
RI | CURTAINROCK 80 RFF | ROCKWOOL | FACED SINGLE MATERIAL | FOIL | WALL | YES | YES | 7 | 30.1 | R
RI | FRONTROCK MD | ROCKWOOL | SINGLE MATERIAL | NONE | WALL | NO | NO | 1.5 | 6 | R
RI | FRONTROCK MD | ROCKWOOL | SINGLE MATERIAL | NONE | WALL | NO | NO | 2 | 8 | R
RI | FRONTROCK MD | ROCKWOOL | SINGLE MATERIAL | NONE | WALL | NO | NO | 2.5 | 10 | R
RI | FRONTROCK MD | ROCKWOOL | SINGLE MATERIAL | NONE | WALL | NO | NO | 3 | 12 | R
RI | FRONTROCK MD | ROCKWOOL | SINGLE MATERIAL | NONE | WALL | NO | NO | 4 | 16 | R
RI | FRONTROCK MD | ROCKWOOL | SINGLE MATERIAL | NONE | WALL | NO | NO | 5 | 20 | R
RI | FRONTROCK DD | ROCKWOOL | SINGLE MATERIAL | NONE | WALL | NO | NO | 2.5 | 10 | R
RI | FRONTROCK DD | ROCKWOOL | SINGLE MATERIAL | NONE | WALL | NO | NO | 3 | 12 | R
RI | FRONTROCK DD | ROCKWOOL | SINGLE MATERIAL | NONE | WALL | NO | NO | 3.5 | 14 | R
RI | FRONTROCK DD | ROCKWOOL | SINGLE MATERIAL | NONE | WALL | NO | NO | 4 | 16 | R
RI | ROCKBOARD 40 | ROCKWOOL | SINGLE MATERIAL | NONE | WALL | YES | NO | 1 | 4.2 | R
RI | ROCKBOARD 40 | ROCKWOOL | SINGLE MATERIAL | NONE | WALL | YES | NO | 1.5 | 6.3 | R
RI | ROCKBOARD 40 | ROCKWOOL | SINGLE MATERIAL | NONE | WALL | YES | NO | 2 | 8.4 | R
RI | ROCKBOARD 40 | ROCKWOOL | SINGLE MATERIAL | NONE | WALL | YES | NO | 2.5 | 10.5 | R
RI | ROCKBOARD 40 | ROCKWOOL | SINGLE MATERIAL | NONE | WALL | YES | NO | 3 | 12.6 | R
RI | ROCKBOARD 40 | ROCKWOOL | SINGLE MATERIAL | NONE | WALL | YES | NO | 4 | 16.8 | R
RI | ROCKBOARD 40 | ROCKWOOL | SINGLE MATERIAL | NONE | WALL | YES | NO | 5 | 21 | R
RI | ROCKBOARD 40 RFF | ROCKWOOL | FACED SINGLE MATERIAL | FOIL | WALL | YES | YES | 2.5 | 10.5 | R
RI | ROCKBOARD 40 RFF | ROCKWOOL | FACED SINGLE MATERIAL | FOIL | WALL | YES | YES | 3 | 12.6 | R
RI | ROCKBOARD 40 RFF | ROCKWOOL | FACED SINGLE MATERIAL | FOIL | WALL | YES | YES | 4 | 16.8 | R
RI | ROCKBOARD 60 | ROCKWOOL | SINGLE MATERIAL | NONE | WALL | YES | NO | 2 | 8.4 | R
RI | ROCKBOARD 60 | ROCKWOOL | SINGLE MATERIAL | NONE | WALL | YES | NO | 3 | 12.6 | R
RI | ROCKBOARD 60 | ROCKWOOL | SINGLE MATERIAL | NONE | WALL | YES | NO | 4 | 16.8 | R
RI | ROXUL SAFE 55 | ROCKWOOL | SINGLE MATERIAL | NONE | WALL | NO | NO | 4 | 16.8 | R
RI | ROXUL SAFE 65 | ROCKWOOL | SINGLE MATERIAL | NONE | WALL | NO | NO | 3 | 12.6 | R
RI | SMARTROCK | ROCKWOOL | FACED SINGLE MATERIAL | PP/PE FACER | WALL | NO | YES | 2 | 8.6 | R
RI | SMARTROCK | ROCKWOOL | FACED SINGLE MATERIAL | PP/PE FACER | WALL | NO | YES | 2.5 | 10.75 | R
RI | SMARTROCK | ROCKWOOL | FACED SINGLE MATERIAL | PP/PE FACER | WALL | NO | YES | 3 | 12.9 | R
RI | SMARTROCK | ROCKWOOL | FACED SINGLE MATERIAL | PP/PE FACER | WALL | NO | YES | 3.5 | 15.05 | R
RI | SMARTROCK | ROCKWOOL | FACED SINGLE MATERIAL | PP/PE FACER | WALL | NO | YES | 4 | 17.2 | R
RI | SMARTROCK | ROCKWOOL | FACED SINGLE MATERIAL | PP/PE FACER | WALL | NO | YES | 4.5 | 19.35 | R
RI | SMARTROCK | ROCKWOOL | FACED SINGLE MATERIAL | PP/PE FACER | WALL | NO | YES | 5 | 21.5 | R
RI | TOPROCK DD | ROCKWOOL | SINGLE MATERIAL | NONE | ROOF/DECK | NO | NO | 2 | 7.6 | R
RI | TOPROCK DD | ROCKWOOL | SINGLE MATERIAL | NONE | ROOF/DECK | NO | NO | 2.5 | 9.5 | R
RI | TOPROCK DD | ROCKWOOL | SINGLE MATERIAL | NONE | ROOF/DECK | NO | NO | 3 | 11.4 | R
RI | TOPROCK DD | ROCKWOOL | SINGLE MATERIAL | NONE | ROOF/DECK | NO | NO | 3.5 | 13.3 | R
RI | TOPROCK DD | ROCKWOOL | SINGLE MATERIAL | NONE | ROOF/DECK | NO | NO | 4 | 15.2 | R
RI | TOPROCK DD | ROCKWOOL | SINGLE MATERIAL | NONE | ROOF/DECK | NO | NO | 4.5 | 17.1 | R
RI | TOPROCK DD | ROCKWOOL | SINGLE MATERIAL | NONE | ROOF/DECK | NO | NO | 5 | 19 | R
RI | TOPROCK DD | ROCKWOOL | SINGLE MATERIAL | NONE | ROOF/DECK | NO | NO | 5.5 | 20.9 | R
RI | TOPROCK DD | ROCKWOOL | SINGLE MATERIAL | NONE | ROOF/DECK | NO | NO | 6 | 22.8 | R
RI | TOPROCK DD PLUS | ROCKWOOL | FACED SINGLE MATERIAL | ASPHALT | ROOF/DECK | NO | NO | 2 | 7.6 | R
RI | TOPROCK DD PLUS | ROCKWOOL | FACED SINGLE MATERIAL | ASPHALT | ROOF/DECK | NO | NO | 2.5 | 9.5 | R
RI | TOPROCK DD PLUS | ROCKWOOL | FACED SINGLE MATERIAL | ASPHALT | ROOF/DECK | NO | NO | 3 | 11.4 | R
RI | TOPROCK DD PLUS | ROCKWOOL | FACED SINGLE MATERIAL | ASPHALT | ROOF/DECK | NO | NO | 3.5 | 13.3 | R
RI | TOPROCK DD PLUS | ROCKWOOL | FACED SINGLE MATERIAL | ASPHALT | ROOF/DECK | NO | NO | 4 | 15.2 | R
RI | MULTIFIX | ROCKWOOL | FACED SINGLE MATERIAL | FIBERGLASS | ROOF/DECK | NO | NO | 2 | 7.6 | R
RI | MULTIFIX | ROCKWOOL | FACED SINGLE MATERIAL | FIBERGLASS | ROOF/DECK | NO | NO | 2.5 | 9.5 | R
RI | MULTIFIX | ROCKWOOL | FACED SINGLE MATERIAL | FIBERGLASS | ROOF/DECK | NO | NO | 3 | 11.4 | R
RI | MULTIFIX | ROCKWOOL | FACED SINGLE MATERIAL | FIBERGLASS | ROOF/DECK | NO | NO | 3.5 | 13.3 | R
RI | MULTIFIX | ROCKWOOL | FACED SINGLE MATERIAL | FIBERGLASS | ROOF/DECK | NO | NO | 4 | 15.2 | R
* DESCRIPTION OF BRAND CODES:
RI = ROCKWOOL
Thermafiber Inc. - T 1437 |  |  |  | Updated 11/13/2024
TCW | Fire&Sound Guard Plus | ROCKWOOL | SINGLE MATERIAL | NONE | WALL | YES | NO | 2.5 | 10 | R
TCW | Fire&Sound Guard Plus | ROCKWOOL | SINGLE MATERIAL | NONE | WALL | YES | NO | 3 | 11 | R
TCW | Fire&Sound Guard Plus | ROCKWOOL | SINGLE MATERIAL | NONE | WALL | YES | NO | 3.5 | 13 | R
TCW | Fire&Sound Guard Plus | ROCKWOOL | SINGLE MATERIAL | NONE | WALL | YES | NO | 3.5 | 15 | R
TCW | Fire&Sound Guard Plus | ROCKWOOL | SINGLE MATERIAL | NONE | WALL | YES | NO | 5.5 | 21 | R
TCW | Fire&Sound Guard Plus | ROCKWOOL | SINGLE MATERIAL | NONE | WALL | YES | NO | 5.5 | 23 | R
TCW | Fire&Sound Guard Plus | ROCKWOOL | SINGLE MATERIAL | NONE | WALL | YES | NO | 6 | 24 | R
TCW | Fire&Sound Guard Plus | ROCKWOOL | SINGLE MATERIAL | NONE | WALL | YES | NO | 7.125 | 30 | R
TCW | FIRESPAN 40 | ROCKWOOL | FACED SINGLE MATL | METAL | WALL | YES | YES | 2 | 8.33 | R
TCW | FIRESPAN 40 | ROCKWOOL | FACED SINGLE MATL | METAL | WALL | YES | YES | 2.5 | 10.42 | R
TCW | FIRESPAN 40 | ROCKWOOL | FACED SINGLE MATL | METAL | WALL | YES | YES | 3 | 12.5 | R
TCW | FIRESPAN 40 | ROCKWOOL | FACED SINGLE MATL | METAL | WALL | YES | YES | 3.5 | 14.595 | R
TCW | FIRESPAN 40 | ROCKWOOL | FACED SINGLE MATL | METAL | WALL | YES | YES | 4 | 16.67 | R
TCW | FIRESPAN 40 | ROCKWOOL | FACED SINGLE MATL | METAL | WALL | YES | YES | 4.5 | 18.765 | R
TCW | FIRESPAN 40 | ROCKWOOL | FACED SINGLE MATL | METAL | WALL | YES | YES | 5 | 20.85 | R
TCW | FIRESPAN 40 | ROCKWOOL | FACED SINGLE MATL | METAL | WALL | YES | YES | 5.5 | 22.935 | R
TCW | FIRESPAN 40 | ROCKWOOL | FACED SINGLE MATL | METAL | WALL | YES | YES | 6 | 25.02 | R
TCW | FIRESPAN 40 | ROCKWOOL | SINGLE MATERIAL | NONE | WALL | YES | NO | 2 | 8.34 | R
TCW | FIRESPAN 40 | ROCKWOOL | SINGLE MATERIAL | NONE | WALL | YES | NO | 2.5 | 10.425 | R
TCW | FIRESPAN 40 | ROCKWOOL | SINGLE MATERIAL | NONE | WALL | YES | NO | 3 | 12.51 | R
TCW | FIRESPAN 40 | ROCKWOOL | SINGLE MATERIAL | NONE | WALL | YES | NO | 3.5 | 14.595 | R
TCW | FIRESPAN 40 | ROCKWOOL | SINGLE MATERIAL | NONE | WALL | YES | NO | 4 | 16.68 | R
TCW | FIRESPAN 40 | ROCKWOOL | SINGLE MATERIAL | NONE | WALL | YES | NO | 4.5 | 18.765 | R
TCW | FIRESPAN 40 | ROCKWOOL | SINGLE MATERIAL | NONE | WALL | YES | NO | 5 | 20.85 | R
TCW | FIRESPAN 40 | ROCKWOOL | SINGLE MATERIAL | NONE | WALL | YES | NO | 5.5 | 22.935 | R
TCW | FIRESPAN 40 | ROCKWOOL | SINGLE MATERIAL | NONE | WALL | YES | NO | 6 | 25.02 | R
TCW | FIRESPAN 90 | ROCKWOOL | FACED SINGLE MATL | METAL | WALL | YES | YES | 1 | 4.16 | R
TCW | FIRESPAN 90 | ROCKWOOL | FACED SINGLE MATL | METAL | WALL | YES | YES | 1.5 | 6.25 | R
TCW | FIRESPAN 90 | ROCKWOOL | FACED SINGLE MATL | METAL | WALL | YES | YES | 2 | 8.33 | R
TCW | FIRESPAN 90 | ROCKWOOL | FACED SINGLE MATL | METAL | WALL | YES | YES | 2.5 | 10.42 | R
TCW | FIRESPAN 90 | ROCKWOOL | FACED SINGLE MATL | METAL | WALL | YES | YES | 3 | 12.5 | R
TCW | FIRESPAN 90 | ROCKWOOL | FACED SINGLE MATL | METAL | WALL | YES | YES | 3.5 | 14.595 | R
TCW | FIRESPAN 90 | ROCKWOOL | FACED SINGLE MATL | METAL | WALL | YES | YES | 4 | 16.68 | R
TCW | FIRESPAN 90 | ROCKWOOL | FACED SINGLE MATL | METAL | WALL | YES | YES | 4.5 | 18.765 | R
TCW | FIRESPAN 90 | ROCKWOOL | FACED SINGLE MATL | METAL | WALL | YES | YES | 5 | 20.85 | R
TCW | FIRESPAN 90 | ROCKWOOL | FACED SINGLE MATL | METAL | WALL | YES | YES | 5.5 | 22.935 | R
TCW | FIRESPAN 90 | ROCKWOOL | FACED SINGLE MATL | METAL | WALL | YES | YES | 6 | 25.02 | R
TCW | FIRESPAN 90 | ROCKWOOL | SINGLE MATERIAL | NONE | WALL | YES | NO | 1 | 4.16 | R
TCW | FIRESPAN 90 | ROCKWOOL | SINGLE MATERIAL | NONE | WALL | YES | NO | 1.5 | 6.25 | R
TCW | FIRESPAN 90 | ROCKWOOL | SINGLE MATERIAL | NONE | WALL | YES | NO | 2 | 8.33 | R
TCW | FIRESPAN 90 | ROCKWOOL | SINGLE MATERIAL | NONE | WALL | YES | NO | 2.5 | 10.42 | R
TCW | FIRESPAN 90 | ROCKWOOL | SINGLE MATERIAL | NONE | WALL | YES | NO | 3 | 12.5 | R
TCW | FIRESPAN 90 | ROCKWOOL | SINGLE MATERIAL | NONE | WALL | YES | NO | 3.5 | 14.595 | R
TCW | FIRESPAN 90 | ROCKWOOL | SINGLE MATERIAL | NONE | WALL | YES | NO | 4 | 16.68 | R
TCW | FIRESPAN 90 | ROCKWOOL | SINGLE MATERIAL | NONE | WALL | YES | NO | 4.5 | 18.765 | R
TCW | FIRESPAN 90 | ROCKWOOL | SINGLE MATERIAL | NONE | WALL | YES | NO | 5 | 20.85 | R
TCW | FIRESPAN 90 | ROCKWOOL | SINGLE MATERIAL | NONE | WALL | YES | NO | 5.5 | 22.935 | R
TCW | FIRESPAN 90 | ROCKWOOL | SINGLE MATERIAL | NONE | WALL | YES | NO | 6 | 25.02 | R
TCW | RAINBARRIER | ROCKWOOL | SINGLE MATERIAL | NONE | WALL | YES | NO | 2 | 8.34 | R
TCW | RAINBARRIER | ROCKWOOL | SINGLE MATERIAL | NONE | WALL | YES | NO | 2.5 | 10.425 | R
TCW | RAINBARRIER | ROCKWOOL | SINGLE MATERIAL | NONE | WALL | YES | NO | 3 | 12.51 | R
TCW | RAINBARRIER | ROCKWOOL | SINGLE MATERIAL | NONE | WALL | YES | NO | 3.5 | 14.595 | R
TCW | RAINBARRIER | ROCKWOOL | SINGLE MATERIAL | NONE | WALL | YES | NO | 4 | 16.68 | R
TCW | RAINBARRIER | ROCKWOOL | SINGLE MATERIAL | NONE | WALL | YES | NO | 4.5 | 18.765 | R
TCW | RAINBARRIER | ROCKWOOL | SINGLE MATERIAL | NONE | WALL | YES | NO | 5 | 20.85 | R
TCW | RAINBARRIER | ROCKWOOL | SINGLE MATERIAL | NONE | WALL | YES | NO | 5.5 | 22.935 | R
TCW | RAINBARRIER | ROCKWOOL | SINGLE MATERIAL | NONE | WALL | YES | NO | 6 | 25.02 | R
TCW | RAINBARRIER | ROCKWOOL | SINGLE MATERIAL | NONE | WALL | YES | NO | 6.5 | 27.105 | R
TCW | RAINBARRIER | ROCKWOOL | SINGLE MATERIAL | NONE | WALL | YES | NO | 7 | 29.19 | R
TCW | RAINBARRIER | ROCKWOOL | SINGLE MATERIAL | NONE | WALL | YES | NO | 7.5 | 31.275 | R
TCW | RAINBARRIER | ROCKWOOL | SINGLE MATERIAL | NONE | WALL | YES | NO | 8 | 33.36 | R
TCW | RAINBARRIER DARK | ROCKWOOL | FACED SINGLE MATL | FIBERGLASS | WALL | YES | NO | 2 | 8.34 | R
TCW | RAINBARRIER DARK | ROCKWOOL | FACED SINGLE MATL | FIBERGLASS | WALL | YES | NO | 2.5 | 10.425 | R
TCW | RAINBARRIER DARK | ROCKWOOL | FACED SINGLE MATL | FIBERGLASS | WALL | YES | NO | 3 | 12.51 | R
TCW | RAINBARRIER DARK | ROCKWOOL | FACED SINGLE MATL | FIBERGLASS | WALL | YES | NO | 3.5 | 14.595 | R
TCW | RAINBARRIER DARK | ROCKWOOL | FACED SINGLE MATL | FIBERGLASS | WALL | YES | NO | 4 | 16.68 | R
TCW | RAINBARRIER DARK | ROCKWOOL | FACED SINGLE MATL | FIBERGLASS | WALL | YES | NO | 4.5 | 18.765 | R
TCW | RAINBARRIER DARK | ROCKWOOL | FACED SINGLE MATL | FIBERGLASS | WALL | YES | NO | 5 | 20.85 | R
TCW | RAINBARRIER DARK | ROCKWOOL | FACED SINGLE MATL | FIBERGLASS | WALL | YES | NO | 5.5 | 22.935 | R
TCW | RAINBARRIER DARK | ROCKWOOL | FACED SINGLE MATL | FIBERGLASS | WALL | YES | NO | 6 | 25.02 | R
TCW | RAINBARRIER DARK | ROCKWOOL | FACED SINGLE MATL | FIBERGLASS | WALL | YES | NO | 6.5 | 27.105 | R
TCW | RAINBARRIER DARK | ROCKWOOL | FACED SINGLE MATL | FIBERGLASS | WALL | YES | NO | 7 | 29.19 | R
TCW | RAINBARRIER DARK | ROCKWOOL | FACED SINGLE MATL | FIBERGLASS | WALL | YES | NO | 7.5 | 31.275 | R
TCW | RAINBARRIER DARK | ROCKWOOL | FACED SINGLE MATL | FIBERGLASS | WALL | YES | NO | 8 | 33.36 | R
TCW | RAINBARRIER HC | ROCKWOOL | SINGLE MATERIAL | NONE | WALL | YES | NO | 1 | 4.16 | R
TCW | RAINBARRIER HC | ROCKWOOL | SINGLE MATERIAL | NONE | WALL | YES | NO | 1.5 | 6.24 | R
TCW | RAINBARRIER HC | ROCKWOOL | SINGLE MATERIAL | NONE | WALL | YES | NO | 2 | 8.32 | R
TCW | RAINBARRIER HC | ROCKWOOL | SINGLE MATERIAL | NONE | WALL | YES | NO | 2.5 | 10.4 | R
TCW | RAINBARRIER HC | ROCKWOOL | SINGLE MATERIAL | NONE | WALL | YES | NO | 3 | 12.48 | R
TCW | RAINBARRIER HC | ROCKWOOL | SINGLE MATERIAL | NONE | WALL | YES | NO | 3.5 | 14.56 | R
TCW | RAINBARRIER HC | ROCKWOOL | SINGLE MATERIAL | NONE | WALL | YES | NO | 4 | 16.64 | R
TCW | RAINBARRIER HC | ROCKWOOL | SINGLE MATERIAL | NONE | WALL | YES | NO | 4.5 | 18.72 | R
TCW | RAINBARRIER HC | ROCKWOOL | SINGLE MATERIAL | NONE | WALL | YES | NO | 5 | 20.8 | R
TCW | RAINBARRIER HC | ROCKWOOL | SINGLE MATERIAL | NONE | WALL | YES | NO | 5.5 | 22.88 | R
TCW | RAINBARRIER HC | ROCKWOOL | SINGLE MATERIAL | NONE | WALL | YES | NO | 6 | 24.96 | R
TCW | RAINBARRIER HC PLUS | ROCKWOOL | SINGLE MATERIAL | NONE | WALL | YES | NO | 1.25 | 5.2 | R
TCW | RAINBARRIER HC PLUS | ROCKWOOL | SINGLE MATERIAL | NONE | WALL | YES | NO | 1.5 | 6.24 | R
TCW | RAINBARRIER HC PLUS | ROCKWOOL | SINGLE MATERIAL | NONE | WALL | YES | NO | 2 | 8.32 | R
TCW | RAINBARRIER HC PLUS | ROCKWOOL | SINGLE MATERIAL | NONE | WALL | YES | NO | 2.5 | 10.4 | R
TCW | RAINBARRIER HC PLUS | ROCKWOOL | SINGLE MATERIAL | NONE | WALL | YES | NO | 3 | 12.48 | R
TCW | RAINBARRIER HC PLUS | ROCKWOOL | SINGLE MATERIAL | NONE | WALL | YES | NO | 3.5 | 14.56 | R
TCW | RAINBARRIER HC PLUS | ROCKWOOL | SINGLE MATERIAL | NONE | WALL | YES | NO | 4 | 16.64 | R
TCW | RAINBARRIER HC MAX | ROCKWOOL | SINGLE MATERIAL | NONE | WALL | YES | NO | 1 | 4.16 | R
TCW | RAINBARRIER HC MAX | ROCKWOOL | SINGLE MATERIAL | NONE | WALL | YES | NO | 1.5 | 6.24 | R
TCW | RAINBARRIER HC MAX | ROCKWOOL | SINGLE MATERIAL | NONE | WALL | YES | NO | 2 | 8.32 | R
TCW | RAINBARRIER HC MAX | ROCKWOOL | SINGLE MATERIAL | NONE | WALL | YES | NO | 2.5 | 10.4 | R
TCW | RAINBARRIER HC MAX | ROCKWOOL | SINGLE MATERIAL | NONE | WALL | YES | NO | 3 | 12.48 | R
TCW | RAINBARRIER HC MAX | ROCKWOOL | SINGLE MATERIAL | NONE | WALL | YES | NO | 3.5 | 14.56 | R
TCW | RAINBARRIER HC MAX | ROCKWOOL | SINGLE MATERIAL | NONE | WALL | YES | NO | 4 | 16.64 | R
TCW | SAFING | ROCKWOOL | SINGLE MATERIAL | NONE | WALL | YES | NO | 1.5 | 6.255 | R
TCW | SAFING | ROCKWOOL | SINGLE MATERIAL | NONE | WALL | YES | NO | 2 | 8.34 | R
TCW | SAFING | ROCKWOOL | SINGLE MATERIAL | NONE | WALL | YES | NO | 2.5 | 10.425 | R
TCW | SAFING | ROCKWOOL | SINGLE MATERIAL | NONE | WALL | YES | NO | 3 | 12.51 | R
TCW | SAFING | ROCKWOOL | SINGLE MATERIAL | NONE | WALL | YES | NO | 3.5 | 14.595 | R
TCW | SAFING | ROCKWOOL | SINGLE MATERIAL | NONE | WALL | YES | NO | 4 | 16.68 | R
TCW | SAFING | ROCKWOOL | SINGLE MATERIAL | NONE | WALL | YES | NO | 4.5 | 18.765 | R
TCW | SAFING | ROCKWOOL | SINGLE MATERIAL | NONE | WALL | YES | NO | 5 | 20.85 | R
TCW | SAFING | ROCKWOOL | SINGLE MATERIAL | NONE | WALL | YES | NO | 5.5 | 22.935 | R
TCW | SAFING | ROCKWOOL | SINGLE MATERIAL | NONE | WALL | YES | NO | 6 | 25.02 | R
TCW | SAFING | ROCKWOOL | SINGLE MATERIAL | NONE | WALL | YES | NO | 6.5 | 27.105 | R
TCW | SAFING | ROCKWOOL | SINGLE MATERIAL | NONE | WALL | YES | NO | 7 | 29.19 | R
TCW | SAFING | ROCKWOOL | SINGLE MATERIAL | NONE | WALL | YES | NO | 7.5 | 31.275 | R
TCW | SAFING | ROCKWOOL | SINGLE MATERIAL | NONE | WALL | YES | NO | 8 | 33.36 | R
TCW | SAFING | ROCKWOOL | FACED SINGLE MATL | METAL | WALL | YES | YES | 4 | 16.67 | R
TCW | VERSABOARD 40 | ROCKWOOL | FACED SINGLE MATL | METAL | WALL | YES | YES | 2 | 8.33 | R
TCW | VERSABOARD 40 | ROCKWOOL | FACED SINGLE MATL | METAL | WALL | YES | YES | 2.5 | 10.42 | R
TCW | VERSABOARD 40 | ROCKWOOL | FACED SINGLE MATL | METAL | WALL | YES | YES | 3 | 12.5 | R
TCW | VERSABOARD 40 | ROCKWOOL | FACED SINGLE MATL | METAL | WALL | YES | YES | 3.5 | 14.58 | R
TCW | VERSABOARD 40 | ROCKWOOL | FACED SINGLE MATL | METAL | WALL | YES | YES | 4 | 16.67 | R
TCW | VERSABOARD 40 | ROCKWOOL | FACED SINGLE MATL | METAL | WALL | YES | YES | 4.5 | 18.75 | R
TCW | VERSABOARD 40 | ROCKWOOL | FACED SINGLE MATL | METAL | WALL | YES | YES | 5 | 20.85 | R
TCW | VERSABOARD 40 | ROCKWOOL | FACED SINGLE MATL | METAL | WALL | YES | YES | 5.5 | 22.935 | R
TCW | VERSABOARD 40 | ROCKWOOL | FACED SINGLE MATL | METAL | WALL | YES | YES | 6 | 25.02 | R
TCW | VERSABOARD 40 | ROCKWOOL | FACED SINGLE MATL | METAL | WALL | YES | YES | 6.5 | 27.105 | R
TCW | VERSABOARD 40 | ROCKWOOL | FACED SINGLE MATL | METAL | WALL | YES | YES | 7 | 29.19 | R
TCW | VERSABOARD 40 | ROCKWOOL | FACED SINGLE MATL | METAL | WALL | YES | YES | 7.5 | 31.275 | R
TCW | VERSABOARD 40 | ROCKWOOL | FACED SINGLE MATL | METAL | WALL | YES | YES | 8 | 33.36 | R
TCW | VERSABOARD 40 | ROCKWOOL | FACED SINGLE MATL | FIBERGLASS | WALL | YES | NO | 3 | 12.51 | R
TCW | VERSABOARD 40 | ROCKWOOL | FACED SINGLE MATL | FIBERGLASS | WALL | YES | NO | 3.5 | 14.595 | R
TCW | VERSABOARD 40 | ROCKWOOL | FACED SINGLE MATL | FIBERGLASS | WALL | YES | NO | 4 | 16.68 | R
TCW | VERSABOARD 40 | ROCKWOOL | FACED SINGLE MATL | FIBERGLASS | WALL | YES | NO | 4.5 | 18.765 | R
TCW | VERSABOARD 40 | ROCKWOOL | FACED SINGLE MATL | FIBERGLASS | WALL | YES | NO | 5 | 20.85 | R
TCW | VERSABOARD 40 | ROCKWOOL | FACED SINGLE MATL | FIBERGLASS | WALL | YES | NO | 5.5 | 22.935 | R
TCW | VERSABOARD 40 | ROCKWOOL | FACED SINGLE MATL | FIBERGLASS | WALL | YES | NO | 6 | 25.02 | R
TCW | VERSABOARD 40 | ROCKWOOL | FACED SINGLE MATL | FIBERGLASS | WALL | YES | NO | 6.5 | 27.105 | R
TCW | VERSABOARD 40 | ROCKWOOL | FACED SINGLE MATL | FIBERGLASS | WALL | YES | NO | 7 | 29.19 | R
TCW | VERSABOARD 40 | ROCKWOOL | FACED SINGLE MATL | FIBERGLASS | WALL | YES | NO | 7.5 | 31.275 | R
TCW | VERSABOARD 40 | ROCKWOOL | FACED SINGLE MATL | FIBERGLASS | WALL | YES | NO | 8 | 33.36 | R
TCW | VERSABOARD 40 | ROCKWOOL | SINGLE MATERIAL | NONE | WALL | YES | NO | 2 | 8.34 | R
TCW | VERSABOARD 40 | ROCKWOOL | SINGLE MATERIAL | NONE | WALL | YES | NO | 2.5 | 10.425 | R
TCW | VERSABOARD 40 | ROCKWOOL | SINGLE MATERIAL | NONE | WALL | YES | NO | 3 | 12.51 | R
TCW | VERSABOARD 40 | ROCKWOOL | SINGLE MATERIAL | NONE | WALL | YES | NO | 3.5 | 14.595 | R
TCW | VERSABOARD 40 | ROCKWOOL | SINGLE MATERIAL | NONE | WALL | YES | NO | 4 | 16.68 | R
TCW | VERSABOARD 40 | ROCKWOOL | SINGLE MATERIAL | NONE | WALL | YES | NO | 4.5 | 18.765 | R
TCW | VERSABOARD 40 | ROCKWOOL | SINGLE MATERIAL | NONE | WALL | YES | NO | 5 | 20.85 | R
TCW | VERSABOARD 40 | ROCKWOOL | SINGLE MATERIAL | NONE | WALL | YES | NO | 5.5 | 22.935 | R
TCW | VERSABOARD 40 | ROCKWOOL | SINGLE MATERIAL | NONE | WALL | YES | NO | 6 | 25.02 | R
TCW | VERSABOARD 40 | ROCKWOOL | SINGLE MATERIAL | NONE | WALL | YES | NO | 6.5 | 27.105 | R
TCW | VERSABOARD 40 | ROCKWOOL | SINGLE MATERIAL | NONE | WALL | YES | NO | 7 | 29.19 | R
TCW | VERSABOARD 40 | ROCKWOOL | SINGLE MATERIAL | NONE | WALL | YES | NO | 7.5 | 31.275 | R
TCW | VERSABOARD 40 | ROCKWOOL | SINGLE MATERIAL | NONE | WALL | YES | NO | 8 | 33.36 | R
TCW | VERSABOARD 60 | ROCKWOOL | FACED SINGLE MATL | METAL | WALL | YES | YES | 2 | 8.34 | R
TCW | VERSABOARD 60 | ROCKWOOL | FACED SINGLE MATL | METAL | WALL | YES | YES | 2.5 | 10.425 | R
TCW | VERSABOARD 60 | ROCKWOOL | FACED SINGLE MATL | METAL | WALL | YES | YES | 3 | 12.51 | R
TCW | VERSABOARD 60 | ROCKWOOL | FACED SINGLE MATL | METAL | WALL | YES | YES | 3.5 | 14.595 | R
TCW | VERSABOARD 60 | ROCKWOOL | FACED SINGLE MATL | METAL | WALL | YES | YES | 4 | 16.68 | R
TCW | VERSABOARD 60 | ROCKWOOL | FACED SINGLE MATL | METAL | WALL | YES | YES | 4.5 | 18.765 | R
TCW | VERSABOARD 60 | ROCKWOOL | FACED SINGLE MATL | METAL | WALL | YES | YES | 5 | 20.85 | R
TCW | VERSABOARD 60 | ROCKWOOL | FACED SINGLE MATL | METAL | WALL | YES | YES | 5.5 | 22.935 | R
TCW | VERSABOARD 60 | ROCKWOOL | FACED SINGLE MATL | METAL | WALL | YES | YES | 6 | 25.02 | R
TCW | VERSABOARD 60 | ROCKWOOL | FACED SINGLE MATL | METAL | WALL | YES | YES | 6.5 | 27.105 | R
TCW | VERSABOARD 60 | ROCKWOOL | FACED SINGLE MATL | METAL | WALL | YES | YES | 7 | 29.19 | R
TCW | VERSABOARD 60 | ROCKWOOL | FACED SINGLE MATL | METAL | WALL | YES | YES | 7.5 | 31.275 | R
TCW | VERSABOARD 60 | ROCKWOOL | FACED SINGLE MATL | METAL | WALL | YES | YES | 8 | 33.36 | R
TCW | VERSABOARD 60 | ROCKWOOL | FACED SINGLE MATL | FIBERGLASS | WALL | YES | NO | 2 | 8.34 | R
TCW | VERSABOARD 60 | ROCKWOOL | FACED SINGLE MATL | FIBERGLASS | WALL | YES | NO | 2.5 | 10.425 | R
TCW | VERSABOARD 60 | ROCKWOOL | FACED SINGLE MATL | FIBERGLASS | WALL | YES | NO | 3 | 12.51 | R
TCW | VERSABOARD 60 | ROCKWOOL | FACED SINGLE MATL | FIBERGLASS | WALL | YES | NO | 3.5 | 14.595 | R
TCW | VERSABOARD 60 | ROCKWOOL | FACED SINGLE MATL | FIBERGLASS | WALL | YES | NO | 4 | 16.68 | R
TCW | VERSABOARD 60 | ROCKWOOL | FACED SINGLE MATL | FIBERGLASS | WALL | YES | NO | 5 | 20.85 | R
TCW | VERSABOARD 60 | ROCKWOOL | FACED SINGLE MATL | FIBERGLASS | WALL | YES | NO | 4.5 | 18.765 | R
TCW | VERSABOARD 60 | ROCKWOOL | FACED SINGLE MATL | FIBERGLASS | WALL | YES | NO | 5.5 | 22.935 | R
TCW | VERSABOARD 60 | ROCKWOOL | FACED SINGLE MATL | FIBERGLASS | WALL | YES | NO | 6 | 25.02 | R
TCW | VERSABOARD 60 | ROCKWOOL | FACED SINGLE MATL | FIBERGLASS | WALL | YES | NO | 6.5 | 27.105 | R
TCW | VERSABOARD 60 | ROCKWOOL | FACED SINGLE MATL | FIBERGLASS | WALL | YES | NO | 7 | 29.19 | R
TCW | VERSABOARD 60 | ROCKWOOL | FACED SINGLE MATL | FIBERGLASS | WALL | YES | NO | 7.5 | 31.275 | R
TCW | VERSABOARD 60 | ROCKWOOL | FACED SINGLE MATL | FIBERGLASS | WALL | YES | NO | 8 | 33.36 | R
TCW | VERSABOARD 60 | ROCKWOOL | SINGLE MATERIAL | NONE | WALL | YES | NO | 2 | 8.34 | R
TCW | VERSABOARD 60 | ROCKWOOL | SINGLE MATERIAL | NONE | WALL | YES | NO | 2.5 | 10.425 | R
TCW | VERSABOARD 60 | ROCKWOOL | SINGLE MATERIAL | NONE | WALL | YES | NO | 3 | 12.51 | R
TCW | VERSABOARD 60 | ROCKWOOL | SINGLE MATERIAL | NONE | WALL | YES | NO | 3.5 | 14.595 | R
TCW | VERSABOARD 60 | ROCKWOOL | SINGLE MATERIAL | NONE | WALL | YES | NO | 4 | 16.68 | R
TCW | VERSABOARD 60 | ROCKWOOL | SINGLE MATERIAL | NONE | WALL | YES | NO | 4.5 | 18.765 | R
TCW | VERSABOARD 60 | ROCKWOOL | SINGLE MATERIAL | NONE | WALL | YES | NO | 5 | 20.85 | R
TCW | VERSABOARD 60 | ROCKWOOL | SINGLE MATERIAL | NONE | WALL | YES | NO | 5.5 | 22.935 | R
TCW | VERSABOARD 60 | ROCKWOOL | SINGLE MATERIAL | NONE | WALL | YES | NO | 6 | 25.02 | R
TCW | VERSABOARD 60 | ROCKWOOL | SINGLE MATERIAL | NONE | WALL | YES | NO | 6.5 | 27.105 | R
TCW | VERSABOARD 60 | ROCKWOOL | SINGLE MATERIAL | NONE | WALL | YES | NO | 7 | 29.19 | R
TCW | VERSABOARD 60 | ROCKWOOL | SINGLE MATERIAL | NONE | WALL | YES | NO | 7.5 | 31.275 | R
TCW | VERSABOARD 60 | ROCKWOOL | SINGLE MATERIAL | NONE | WALL | YES | NO | 8 | 33.36 | R
TCW | VERSABOARD 80 | ROCKWOOL | FACED SINGLE MATL | METAL | WALL | YES | YES | 2 | 8.34 | R
TCW | VERSABOARD 80 | ROCKWOOL | FACED SINGLE MATL | METAL | WALL | YES | YES | 2.5 | 10.425 | R
TCW | VERSABOARD 80 | ROCKWOOL | FACED SINGLE MATL | METAL | WALL | YES | YES | 3 | 12.51 | R
TCW | VERSABOARD 80 | ROCKWOOL | FACED SINGLE MATL | METAL | WALL | YES | YES | 3.5 | 14.595 | R
TCW | VERSABOARD 80 | ROCKWOOL | FACED SINGLE MATL | METAL | WALL | YES | YES | 4 | 16.68 | R
TCW | VERSABOARD 80 | ROCKWOOL | FACED SINGLE MATL | METAL | WALL | YES | YES | 4.5 | 18.765 | R
TCW | VERSABOARD 80 | ROCKWOOL | FACED SINGLE MATL | METAL | WALL | YES | YES | 5 | 20.85 | R
TCW | VERSABOARD 80 | ROCKWOOL | FACED SINGLE MATL | METAL | WALL | YES | YES | 5.5 | 22.935 | R
TCW | VERSABOARD 80 | ROCKWOOL | FACED SINGLE MATL | METAL | WALL | YES | YES | 6 | 25.02 | R
TCW | VERSABOARD 80 | ROCKWOOL | FACED SINGLE MATL | METAL | WALL | YES | YES | 6.5 | 27.105 | R
TCW | VERSABOARD 80 | ROCKWOOL | FACED SINGLE MATL | METAL | WALL | YES | YES | 7 | 29.19 | R
TCW | VERSABOARD 80 | ROCKWOOL | FACED SINGLE MATL | METAL | WALL | YES | YES | 7.5 | 31.275 | R
TCW | VERSABOARD 80 | ROCKWOOL | FACED SINGLE MATL | METAL | WALL | YES | YES | 8 | 33.36 | R
TCW | VERSABOARD 80 | ROCKWOOL | FACED SINGLE MATL | FIBERGLASS | WALL | YES | NO | 2 | 8.34 | R
TCW | VERSABOARD 80 | ROCKWOOL | FACED SINGLE MATL | FIBERGLASS | WALL | YES | NO | 2.5 | 10.425 | R
TCW | VERSABOARD 80 | ROCKWOOL | FACED SINGLE MATL | FIBERGLASS | WALL | YES | NO | 3 | 12.51 | R
TCW | VERSABOARD 80 | ROCKWOOL | FACED SINGLE MATL | FIBERGLASS | WALL | YES | NO | 3.5 | 14.595 | R
TCW | VERSABOARD 80 | ROCKWOOL | FACED SINGLE MATL | FIBERGLASS | WALL | YES | NO | 4 | 16.68 | R
TCW | VERSABOARD 80 | ROCKWOOL | FACED SINGLE MATL | FIBERGLASS | WALL | YES | NO | 4.5 | 18.765 | R
TCW | VERSABOARD 80 | ROCKWOOL | FACED SINGLE MATL | FIBERGLASS | WALL | YES | NO | 5 | 20.85 | R
TCW | VERSABOARD 80 | ROCKWOOL | FACED SINGLE MATL | FIBERGLASS | WALL | YES | NO | 5.5 | 22.935 | R
TCW | VERSABOARD 80 | ROCKWOOL | FACED SINGLE MATL | FIBERGLASS | WALL | YES | NO | 6 | 25.02 | R
TCW | VERSABOARD 80 | ROCKWOOL | FACED SINGLE MATL | FIBERGLASS | WALL | YES | NO | 6.5 | 27.105 | R
TCW | VERSABOARD 80 | ROCKWOOL | FACED SINGLE MATL | FIBERGLASS | WALL | YES | NO | 7 | 29.19 | R
TCW | VERSABOARD 80 | ROCKWOOL | FACED SINGLE MATL | FIBERGLASS | WALL | YES | NO | 7.5 | 31.275 | R
TCW | VERSABOARD 80 | ROCKWOOL | FACED SINGLE MATL | FIBERGLASS | WALL | YES | NO | 8 | 33.36 | R
TCW | VERSABOARD 80 | ROCKWOOL | SINGLE MATERIAL | NONE | WALL | YES | NO | 2 | 8.34 | R
TCW | VERSABOARD 80 | ROCKWOOL | SINGLE MATERIAL | NONE | WALL | YES | NO | 2.5 | 10.425 | R
TCW | VERSABOARD 80 | ROCKWOOL | SINGLE MATERIAL | NONE | WALL | YES | NO | 3 | 12.51 | R
TCW | VERSABOARD 80 | ROCKWOOL | SINGLE MATERIAL | NONE | WALL | YES | NO | 3.5 | 14.595 | R
TCW | VERSABOARD 80 | ROCKWOOL | SINGLE MATERIAL | NONE | WALL | YES | NO | 4 | 16.68 | R
TCW | VERSABOARD 80 | ROCKWOOL | SINGLE MATERIAL | NONE | WALL | YES | NO | 4.5 | 18.765 | R
TCW | VERSABOARD 80 | ROCKWOOL | SINGLE MATERIAL | NONE | WALL | YES | NO | 5 | 20.85 | R
TCW | VERSABOARD 80 | ROCKWOOL | SINGLE MATERIAL | NONE | WALL | YES | NO | 5.5 | 22.935 | R
TCW | VERSABOARD 80 | ROCKWOOL | SINGLE MATERIAL | NONE | WALL | YES | NO | 6 | 25.02 | R
TCW | VERSABOARD 80 | ROCKWOOL | SINGLE MATERIAL | NONE | WALL | YES | NO | 6.5 | 27.105 | R
TCW | VERSABOARD 80 | ROCKWOOL | SINGLE MATERIAL | NONE | WALL | YES | NO | 7 | 29.19 | R
TCW | VERSABOARD 80 | ROCKWOOL | SINGLE MATERIAL | NONE | WALL | YES | NO | 7.5 | 31.275 | R
TCW | VERSABOARD 80 | ROCKWOOL | SINGLE MATERIAL | NONE | WALL | YES | NO | 8 | 33.36 | R
* DESCRIPTION OF BRAND CODES:
TCW = THERMAFIBER CURTAIN WALL INSULATION
Polyisocyanurate Board
Amrize Building Envelope, LLC - T 1545 |  |  |  | Updated 06/30/2025
CGT | ISOGARD CG (TAPERED) AA | ISOCYANURATE | FACED SINGLE MATERIAL | GLS FBR | ROOF DECK | NO | NO | **0.75 | 4.3 | R
CGT | ISOGARD CG (TAPERED) A | ISOCYANURATE | FACED SINGLE MATERIAL | GLS FBR | ROOF DECK | NO | NO | **1.25 | 7.1 | R
CGT | ISOGARD GD (TAPERED) B | ISOCYANURATE | FACED SINGLE MATERIAL | GLS FBR | ROOF DECK | NO | NO | **1.75 | 10 | R
CGT | ISOGARD CG (TAPERED) C | ISOCYANURATE | FACED SINGLE MATERIAL | GLS FBR | ROOF DECK | NO | NO | **2.25 | 12.9 | R
CGT | ISOGARD CG (TAPERED) G | ISOCYANURATE | FACED SINGLE MATERIAL | GLS FBR | ROOF DECK | NO | NO | **1.50 | 8.6 | R
CGT | ISOGARD CG (TAPERED) H | ISOCYANURATE | FACED SINGLE MATERIAL | GLS FBR | ROOF DECK | NO | NO | **2.50 | 14.4 | R
CGT | ISOGARD CG (TAPERED) Q | ISOCYANURATE | FACED SINGLE MATERIAL | GLS FBR | ROOF DECK | NO | NO | **1.50 | 8.6 | R
CGT | ISOGARD CG (TAPERED) X | ISOCYANURATE | FACED SINGLE MATERIAL | GLS FBR | ROOF DECK | NO | NO | **1.00 | 5.7 | R
CGT | ISOGARD CG (TAPERED) Y | ISOCYANURATE | FACED SINGLE MATERIAL | GLS FBR | ROOF DECK | NO | NO | **2.00 | 11.4 | R
FBT | ISO 95+ GL (TAPERED) AA | ISOCYANURATE | FACED SINGLE MATERIAL | GLS FBR | ROOF DECK | NO | NO | **0.75 | 4.3 | R
FBT | ISO 95+ GL (TAPERED) A | ISOCYANURATE | FACED SINGLE MATERIAL | GLS FBR | ROOF DECK | NO | NO | **1.25 | 7.1 | R
FBT | ISO 95+ GL (TAPERED) B | ISOCYANURATE | FACED SINGLE MATERIAL | GLS FBR | ROOF DECK | NO | NO | **1.75 | 10 | R
FBT | ISO 95+ GL (TAPERED) C | ISOCYANURATE | FACED SINGLE MATERIAL | GLS FBR | ROOF DECK | NO | NO | **2.25 | 12.9 | R
FBT | ISO 95+ GL (TAPERED) G | ISOCYANURATE | FACED SINGLE MATERIAL | GLS FBR | ROOF DECK | NO | NO | **1.50 | 8.6 | R
FBT | ISO 95+ GL (TAPERED) H | ISOCYANURATE | FACED SINGLE MATERIAL | GLS FBR | ROOF DECK | NO | NO | **2.50 | 14.4 | R
FBT | ISO 95+ GL (TAPERED) Q | ISOCYANURATE | FACED SINGLE MATERIAL | GLS FBR | ROOF DECK | NO | NO | **1.50 | 8.6 | R
FBT | ISO 95+ GL (TAPERED) X | ISOCYANURATE | FACED SINGLE MATERIAL | GLS FBR | ROOF DECK | NO | NO | **1.00 | 5.7 | R
FBT | ISO 95+ GL (TAPERED) Y | ISOCYANURATE | FACED SINGLE MATERIAL | GLS FBR | ROOF DECK | NO | NO | **2.00 | 11.4 | R
FCG | ISOGARD CG | ISOCYANURATE | FACED SINGLE MATERIAL | GLS FBR | ROOF DECK | NO | NO | 1 | 5.7 | R
FCG | ISOGARD CG | ISOCYANURATE | FACED SINGLE MATERIAL | GLS FBR | ROOF DECK | NO | NO | 1.25 | 7.1 | R
FCG | ISOGARD CG | ISOCYANURATE | FACED SINGLE MATERIAL | GLS FBR | ROOF DECK | NO | NO | 1.5 | 8.6 | R
FCG | ISOGARD CG | ISOCYANURATE | FACED SINGLE MATERIAL | GLS FBR | ROOF DECK | NO | NO | 1.75 | 10 | R
FCG | ISOGARD CG | ISOCYANURATE | FACED SINGLE MATERIAL | GLS FBR | ROOF DECK | NO | NO | 2 | 11.4 | R
FCG | ISOGARD CG | ISOCYANURATE | FACED SINGLE MATERIAL | GLS FBR | ROOF DECK | NO | NO | 2.3 | 13.2 | R
FCG | ISOGARD CG | ISOCYANURATE | FACED SINGLE MATERIAL | GLS FBR | ROOF DECK | NO | NO | 2.5 | 14.4 | R
FCG | ISOGARD CG | ISOCYANURATE | FACED SINGLE MATERIAL | GLS FBR | ROOF DECK | NO | NO | 2.8 | 16.2 | R
FCG | ISOGARD CG | ISOCYANURATE | FACED SINGLE MATERIAL | GLS FBR | ROOF DECK | NO | NO | 3 | 17.4 | R
FCG | ISOGARD CG | ISOCYANURATE | FACED SINGLE MATERIAL | GLS FBR | ROOF DECK | NO | NO | 3.25 | 18.9 | R
FCG | ISOGARD CG | ISOCYANURATE | FACED SINGLE MATERIAL | GLS FBR | ROOF DECK | NO | NO | 3.5 | 20.5 | R
FCG | ISOGARD CG | ISOCYANURATE | FACED SINGLE MATERIAL | GLS FBR | ROOF DECK | NO | NO | 3.75 | 22 | R
FCG | ISOGARD CG | ISOCYANURATE | FACED SINGLE MATERIAL | GLS FBR | ROOF DECK | NO | NO | 4 | 23.6 | R
FGL | ISOGARD GL (TAPERED) AA | ISOCYANURATE | FACED SINGLE MATERIAL | GLS FBR | ROOF DECK | NO | NO | **0.75 | 4.3 | R
FGL | ISOGARD GL (TAPERED) A | ISOCYANURATE | FACED SINGLE MATERIAL | GLS FBR | ROOF DECK | NO | NO | **1.25 | 7.1 | R
FGL | ISOGARD GL (TAPERED) B | ISOCYANURATE | FACED SINGLE MATERIAL | GLS FBR | ROOF DECK | NO | NO | **1.75 | 10 | R
FGL | ISOGARD GL (TAPERED) C | ISOCYANURATE | FACED SINGLE MATERIAL | GLS FBR | ROOF DECK | NO | NO | **2.25 | 12.9 | R
FGL | ISOGARD GL (TAPERED) G | ISOCYANURATE | FACED SINGLE MATERIAL | GLS FBR | ROOF DECK | NO | NO | **1.50 | 8.6 | R
FGL | ISOGARD GL (TAPERED) H | ISOCYANURATE | FACED SINGLE MATERIAL | GLS FBR | ROOF DECK | NO | NO | **2.50 | 14.4 | R
FGL | ISOGARD GL (TAPERED) Q | ISOCYANURATE | FACED SINGLE MATERIAL | GLS FBR | ROOF DECK | NO | NO | **1.50 | 8.6 | R
FGL | ISOGARD GL (TAPERED) X | ISOCYANURATE | FACED SINGLE MATERIAL | GLS FBR | ROOF DECK | NO | NO | **1.00 | 5.7 | R
FGL | ISOGARD GL (TAPERED) Y | ISOCYANURATE | FACED SINGLE MATERIAL | GLS FBR | ROOF DECK | NO | NO | **2.00 | 11.4 | R
FHG | HAILGARD | ISOCYANURATE | COMPOSITE | BOARD | ROOF DECK | NO | NO | 2 | 9.6 | R
FHG | HAILGARD | ISOCYANURATE | COMPOSITE | BOARD | ROOF DECK | NO | NO | 2.5 | 12.7 | R
FHG | HAILGARD | ISOCYANURATE | COMPOSITE | BOARD | ROOF DECK | NO | NO | 3 | 15.9 | R
FHG | HAILGARD | ISOCYANURATE | COMPOSITE | BOARD | ROOF DECK | NO | NO | 3.5 | 19.1 | R
FHG | HAILGARD | ISOCYANURATE | COMPOSITE | BOARD | ROOF DECK | NO | NO | 4 | 22.3 | R
FRC | ISOGARD HD COMPOSITE | ISOCYANURATE | COMPOSITE | BOARD | ROOF DECK | NO | NO | 1.5 | 8.2 | R
FRC | ISOGARD HD COMPOSITE | ISOCYANURATE | COMPOSITE | BOARD | ROOF DECK | NO | NO | 2 | 11.1 | R
FRC | ISOGARD HD COMPOSITE | ISOCYANURATE | COMPOSITE | BOARD | ROOF DECK | NO | NO | 2.5 | 13.9 | R
FRC | ISOGARD HD COMPOSITE | ISOCYANURATE | COMPOSITE | BOARD | ROOF DECK | NO | NO | 3 | 16.9 | R
FRC | ISOGARD HD COMPOSITE | ISOCYANURATE | COMPOSITE | BOARD | ROOF DECK | NO | NO | 3.5 | 19.9 | R
FRC | ISOGARD HD COMPOSITE | ISOCYANURATE | COMPOSITE | BOARD | ROOF DECK | NO | NO | 4 | 23 | R
FRH | ISOGARD HD | ISOCYANURATE | FACED SINGLE MATERIAL | GLS FBR | ROOF DECK | NO | NO | 0.5 | 2.5 | R
FRI | ISO 95+ GL | ISOCYANURATE | FACED SINGLE MATERIAL | GLS FBR | ROOF DECK | NO | NO | 1 | 5.7 | R
FRI | ISO 95+ GL | ISOCYANURATE | FACED SINGLE MATERIAL | GLS FBR | ROOF DECK | NO | NO | 1.25 | 7.1 | R
FRI | ISO 95+ GL | ISOCYANURATE | FACED SINGLE MATERIAL | GLS FBR | ROOF DECK | NO | NO | 1.5 | 8.6 | R
FRI | ISO 95+ GL | ISOCYANURATE | FACED SINGLE MATERIAL | GLS FBR | ROOF DECK | NO | NO | 1.75 | 10 | R
FRI | ISO 95+ GL | ISOCYANURATE | FACED SINGLE MATERIAL | GLS FBR | ROOF DECK | NO | NO | 2 | 11.4 | R
FRI | ISO 95+ GL | ISOCYANURATE | FACED SINGLE MATERIAL | GLS FBR | ROOF DECK | NO | NO | 2.3 | 13.2 | R
FRI | ISO 95+ GL | ISOCYANURATE | FACED SINGLE MATERIAL | GLS FBR | ROOF DECK | NO | NO | 2.5 | 14.4 | R
FRI | ISO 95+ GL | ISOCYANURATE | FACED SINGLE MATERIAL | GLS FBR | ROOF DECK | NO | NO | 2.8 | 16.2 | R
FRI | ISO 95+ GL | ISOCYANURATE | FACED SINGLE MATERIAL | GLS FBR | ROOF DECK | NO | NO | 3 | 17.4 | R
FRI | ISO 95+ GL | ISOCYANURATE | FACED SINGLE MATERIAL | GLS FBR | ROOF DECK | NO | NO | 3.25 | 18.9 | R
FRI | ISO 95+ GL | ISOCYANURATE | FACED SINGLE MATERIAL | GLS FBR | ROOF DECK | NO | NO | 3.5 | 20.5 | R
FRI | ISO 95+ GL | ISOCYANURATE | FACED SINGLE MATERIAL | GLS FBR | ROOF DECK | NO | NO | 3.75 | 22 | R
FRI | ISO 95+ GL | ISOCYANURATE | FACED SINGLE MATERIAL | GLS FBR | ROOF DECK | NO | NO | 3.8 | 22.3 | R
FRI | ISO 95+ GL | ISOCYANURATE | FACED SINGLE MATERIAL | GLS FBR | ROOF DECK | NO | NO | 4 | 23.6 | R
FRR | RESISTA | ISOCYANURATE | FACED SINGLE MATERIAL | GLS FBR | ROOF DECK | NO | NO | 0.5 | 2.9 | R
FRR | RESISTA | ISOCYANURATE | FACED SINGLE MATERIAL | GLS FBR | ROOF DECK | NO | NO | 1 | 5.7 | R
FRR | RESISTA | ISOCYANURATE | FACED SINGLE MATERIAL | GLS FBR | ROOF DECK | NO | NO | 1.25 | 7.1 | R
FRR | RESISTA | ISOCYANURATE | FACED SINGLE MATERIAL | GLS FBR | ROOF DECK | NO | NO | 1.5 | 8.6 | R
FRR | RESISTA | ISOCYANURATE | FACED SINGLE MATERIAL | GLS FBR | ROOF DECK | NO | NO | 1.75 | 10 | R
FRR | RESISTA | ISOCYANURATE | FACED SINGLE MATERIAL | GLS FBR | ROOF DECK | NO | NO | 2 | 11.4 | R
FRR | RESISTA | ISOCYANURATE | FACED SINGLE MATERIAL | GLS FBR | ROOF DECK | NO | NO | 2.3 | 13.2 | R
FRR | RESISTA | ISOCYANURATE | FACED SINGLE MATERIAL | GLS FBR | ROOF DECK | NO | NO | 2.5 | 14.4 | R
FRR | RESISTA | ISOCYANURATE | FACED SINGLE MATERIAL | GLS FBR | ROOF DECK | NO | NO | 2.8 | 16.2 | R
FRR | RESISTA | ISOCYANURATE | FACED SINGLE MATERIAL | GLS FBR | ROOF DECK | NO | NO | 3 | 17.4 | R
FRR | RESISTA | ISOCYANURATE | FACED SINGLE MATERIAL | GLS FBR | ROOF DECK | NO | NO | 3.25 | 18.9 | R
FRR | RESISTA | ISOCYANURATE | FACED SINGLE MATERIAL | GLS FBR | ROOF DECK | NO | NO | 3.5 | 20.5 | R
FRR | RESISTA | ISOCYANURATE | FACED SINGLE MATERIAL | GLS FBR | ROOF DECK | NO | NO | 3.75 | 22 | R
FRR | RESISTA | ISOCYANURATE | FACED SINGLE MATERIAL | GLS FBR | ROOF DECK | NO | NO | 4 | 23.6 | R
FRT | RESISTA (TAPERED) AA | ISOCYANURATE | FACED SINGLE MATERIAL | GLS FBR | ROOF DECK | NO | NO | **0.75 | 4.3 | R
FRT | RESISTA (TAPERED) A | ISOCYANURATE | FACED SINGLE MATERIAL | GLS FBR | ROOF DECK | NO | NO | **1.25 | 7.1 | R
FRT | RESISTA (TAPERED) B | ISOCYANURATE | FACED SINGLE MATERIAL | GLS FBR | ROOF DECK | NO | NO | **1.75 | 10 | R
FRT | RESISTA (TAPERED) C | ISOCYANURATE | FACED SINGLE MATERIAL | GLS FBR | ROOF DECK | NO | NO | **2.25 | 12.9 | R
FRT | RESISTA (TAPERED) G | ISOCYANURATE | FACED SINGLE MATERIAL | GLS FBR | ROOF DECK | NO | NO | **1.50 | 8.6 | R
FRT | RESISTA (TAPERED) H | ISOCYANURATE | FACED SINGLE MATERIAL | GLS FBR | ROOF DECK | NO | NO | **2.50 | 14.4 | R
FRT | RESISTA (TAPERED) Q | ISOCYANURATE | FACED SINGLE MATERIAL | GLS FBR | ROOF DECK | NO | NO | **1.50 | 8.6 | R
FRT | RESISTA (TAPERED) X | ISOCYANURATE | FACED SINGLE MATERIAL | GLS FBR | ROOF DECK | NO | NO | **1.00 | 5.7 | R
FRT | RESISTA (TAPERED) Y | ISOCYANURATE | FACED SINGLE MATERIAL | GLS FBR | ROOF DECK | NO | NO | **2.00 | 11.4 | R
GCG | GENFLEX CG ISO | ISOCYANURATE | FACED SINGLE MATERIAL | GLS FBR | ROOF DECK | NO | NO | 1 | 5.7 | R
GCG | GENFLEX CG ISO | ISOCYANURATE | FACED SINGLE MATERIAL | GLS FBR | ROOF DECK | NO | NO | 1.25 | 7.1 | R
GCG | GENFLEX CG ISO | ISOCYANURATE | FACED SINGLE MATERIAL | GLS FBR | ROOF DECK | NO | NO | 1.5 | 8.6 | R
GCG | GENFLEX CG ISO | ISOCYANURATE | FACED SINGLE MATERIAL | GLS FBR | ROOF DECK | NO | NO | 1.75 | 10 | R
GCG | GENFLEX CG ISO | ISOCYANURATE | FACED SINGLE MATERIAL | GLS FBR | ROOF DECK | NO | NO | 2 | 11.4 | R
GCG | GENFLEX CG ISO | ISOCYANURATE | FACED SINGLE MATERIAL | GLS FBR | ROOF DECK | NO | NO | 2.3 | 13.2 | R
GCG | GENFLEX CG ISO | ISOCYANURATE | FACED SINGLE MATERIAL | GLS FBR | ROOF DECK | NO | NO | 2.5 | 14.4 | R
GCG | GENFLEX CG ISO | ISOCYANURATE | FACED SINGLE MATERIAL | GLS FBR | ROOF DECK | NO | NO | 2.8 | 16.2 | R
GCG | GENFLEX CG ISO | ISOCYANURATE | FACED SINGLE MATERIAL | GLS FBR | ROOF DECK | NO | NO | 3 | 17.4 | R
GCG | GENFLEX CG ISO | ISOCYANURATE | FACED SINGLE MATERIAL | GLS FBR | ROOF DECK | NO | NO | 3.25 | 18.9 | R
GCG | GENFLEX CG ISO | ISOCYANURATE | FACED SINGLE MATERIAL | GLS FBR | ROOF DECK | NO | NO | 3.5 | 20.5 | R
GCG | GENFLEX CG ISO | ISOCYANURATE | FACED SINGLE MATERIAL | GLS FBR | ROOF DECK | NO | NO | 3.75 | 22 | R
GCG | GENFLEX CG ISO | ISOCYANURATE | FACED SINGLE MATERIAL | GLS FBR | ROOF DECK | NO | NO | 4 | 23.6 | R
GGL | GENFLEX GL ISO | ISOCYANURATE | FACED SINGLE MATERIAL | GLS FBR | ROOF DECK | NO | NO | 1 | 5.7 | R
GGL | GENFLEX GL ISO | ISOCYANURATE | FACED SINGLE MATERIAL | GLS FBR | ROOF DECK | NO | NO | 1.25 | 7.1 | R
GGL | GENFLEX GL ISO | ISOCYANURATE | FACED SINGLE MATERIAL | GLS FBR | ROOF DECK | NO | NO | 1.5 | 8.6 | R
GGL | GENFLEX GL ISO | ISOCYANURATE | FACED SINGLE MATERIAL | GLS FBR | ROOF DECK | NO | NO | 1.75 | 10 | R
GGL | GENFLEX GL ISO | ISOCYANURATE | FACED SINGLE MATERIAL | GLS FBR | ROOF DECK | NO | NO | 2 | 11.4 | R
GGL | GENFLEX GL ISO | ISOCYANURATE | FACED SINGLE MATERIAL | GLS FBR | ROOF DECK | NO | NO | 2.3 | 13.2 | R
GGL | GENFLEX GL ISO | ISOCYANURATE | FACED SINGLE MATERIAL | GLS FBR | ROOF DECK | NO | NO | 2.5 | 14.4 | R
GGL | GENFLEX GL ISO | ISOCYANURATE | FACED SINGLE MATERIAL | GLS FBR | ROOF DECK | NO | NO | 2.8 | 16.2 | R
GGL | GENFLEX GL ISO | ISOCYANURATE | FACED SINGLE MATERIAL | GLS FBR | ROOF DECK | NO | NO | 3 | 17.4 | R
GGL | GENFLEX GL ISO | ISOCYANURATE | FACED SINGLE MATERIAL | GLS FBR | ROOF DECK | NO | NO | 3.25 | 18.9 | R
GGL | GENFLEX GL ISO | ISOCYANURATE | FACED SINGLE MATERIAL | GLS FBR | ROOF DECK | NO | NO | 3.5 | 20.5 | R
GGL | GENFLEX GL ISO | ISOCYANURATE | FACED SINGLE MATERIAL | GLS FBR | ROOF DECK | NO | NO | 3.75 | 22 | R
GGL | GENFLEX GL ISO | ISOCYANURATE | FACED SINGLE MATERIAL | GLS FBR | ROOF DECK | NO | NO | 4 | 23.6 | R
GHC | GENFLEX HD COMPOSITE ISO | ISOCYANURATE | COMPOSITE | BOARD | ROOF DECK | NO | NO | 1.5 | 8.2 | R
GHC | GENFLEX HD COMPOSITE ISO | ISOCYANURATE | COMPOSITE | BOARD | ROOF DECK | NO | NO | 2 | 11.1 | R
GHC | GENFLEX HD COMPOSITE ISO | ISOCYANURATE | COMPOSITE | BOARD | ROOF DECK | NO | NO | 2.5 | 13.9 | R
GHC | GENFLEX HD COMPOSITE ISO | ISOCYANURATE | COMPOSITE | BOARD | ROOF DECK | NO | NO | 3 | 16.9 | R
GHC | GENFLEX HD COMPOSITE ISO | ISOCYANURATE | COMPOSITE | BOARD | ROOF DECK | NO | NO | 3.5 | 19.9 | R
GHC | GENFLEX HD COMPOSITE ISO | ISOCYANURATE | COMPOSITE | BOARD | ROOF DECK | NO | NO | 4 | 23 | R
GLT | TAPERED GENFLEX GL ISO AA | ISOCYANURATE | FACED SINGLE MATERIAL | GLS FBR | ROOF DECK | NO | NO | **0.75 | 4.3 | R
GLT | TAPERED GENFLEX GL ISO A | ISOCYANURATE | FACED SINGLE MATERIAL | GLS FBR | ROOF DECK | NO | NO | **1.25 | 7.1 | R
GLT | TAPERED GENFLEX GL ISO B | ISOCYANURATE | FACED SINGLE MATERIAL | GLS FBR | ROOF DECK | NO | NO | **1.75 | 10 | R
GLT | TAPERED GENFLEX GL ISO C | ISOCYANURATE | FACED SINGLE MATERIAL | GLS FBR | ROOF DECK | NO | NO | **2.25 | 12.9 | R
GLT | TAPERED GENFLEX GL ISO G | ISOCYANURATE | FACED SINGLE MATERIAL | GLS FBR | ROOF DECK | NO | NO | **1.50 | 8.6 | R
GLT | TAPERED GENFLEX GL ISO H | ISOCYANURATE | FACED SINGLE MATERIAL | GLS FBR | ROOF DECK | NO | NO | **2.50 | 14.4 | R
GLT | TAPERED GENFLEX GL ISO Q | ISOCYANURATE | FACED SINGLE MATERIAL | GLS FBR | ROOF DECK | NO | NO | **1.50 | 8.6 | R
GLT | TAPERED GENFLEX GL ISO X | ISOCYANURATE | FACED SINGLE MATERIAL | GLS FBR | ROOF DECK | NO | NO | **1.00 | 5.7 | R
GLT | TAPERED GENFLEX GL ISO Y | ISOCYANURATE | FACED SINGLE MATERIAL | GLS FBR | ROOF DECK | NO | NO | **2.00 | 11.4 | R
GNB | GENFLEX HG ISO | ISOCYANURATE | COMPOSITE | BOARD | ROOF DECK | NO | NO | 1.5 | 6.3 | R
GNB | GENFLEX HG ISO | ISOCYANURATE | COMPOSITE | BOARD | ROOF DECK | NO | NO | 2 | 9.2 | R
GNB | GENFLEX HG ISO | ISOCYANURATE | COMPOSITE | BOARD | ROOF DECK | NO | NO | 2.5 | 12 | R
GNB | GENFLEX HG ISO | ISOCYANURATE | COMPOSITE | BOARD | ROOF DECK | NO | NO | 3 | 15 | R
GNB | GENFLEX HG ISO | ISOCYANURATE | COMPOSITE | BOARD | ROOF DECK | NO | NO | 3.5 | 18 | R
GNB | GENFLEX HG ISO | ISOCYANURATE | COMPOSITE | BOARD | ROOF DECK | NO | NO | 4 | 21.1 | R
GTC | COATED GLASS FACER (TAPERED) AA | ISOCYANURATE | FACED SINGLE MATERIAL | GLS FBR | ROOF DECK | NO | NO | **0.75 | 4.3 | R
GTC | COATED GLASS FACER (TAPERED) A | ISOCYANURATE | FACED SINGLE MATERIAL | GLS FBR | ROOF DECK | NO | NO | **1.25 | 7.1 | R
GTC | COATED GLASS FACER (TAPERED) B | ISOCYANURATE | FACED SINGLE MATERIAL | GLS FBR | ROOF DECK | NO | NO | **1.75 | 10 | R
GTC | COATED GLASS FACER (TAPERED) C | ISOCYANURATE | FACED SINGLE MATERIAL | GLS FBR | ROOF DECK | NO | NO | **2.25 | 12.9 | R
GTC | COATED GLASS FACER (TAPERED) G | ISOCYANURATE | FACED SINGLE MATERIAL | GLS FBR | ROOF DECK | NO | NO | **1.50 | 8.6 | R
GTC | COATED GLASS FACER (TAPERED) H | ISOCYANURATE | FACED SINGLE MATERIAL | GLS FBR | ROOF DECK | NO | NO | **2.50 | 14.4 | R
GTC | COATED GLASS FACER (TAPERED) Q | ISOCYANURATE | FACED SINGLE MATERIAL | GLS FBR | ROOF DECK | NO | NO | **1.50 | 8.6 | R
GTC | COATED GLASS FACER (TAPERED) X | ISOCYANURATE | FACED SINGLE MATERIAL | GLS FBR | ROOF DECK | NO | NO | **1.00 | 5.7 | R
GTC | COATED GLASS FACER (TAPERED) Y | ISOCYANURATE | FACED SINGLE MATERIAL | GLS FBR | ROOF DECK | NO | NO | **2.00 | 11.4 | R
GXC | COATED GLASS FACER (FLAT) | ISOCYANURATE | FACED SINGLE MATERIAL | GLS FBR | ROOF DECK | NO | NO | 1 | 5.7 | R
GXC | COATED GLASS FACER (FLAT) | ISOCYANURATE | FACED SINGLE MATERIAL | GLS FBR | ROOF DECK | NO | NO | 1.25 | 7.1 | R
GXC | COATED GLASS FACER (FLAT) | ISOCYANURATE | FACED SINGLE MATERIAL | GLS FBR | ROOF DECK | NO | NO | 1.5 | 8.6 | R
GXC | COATED GLASS FACER (FLAT) | ISOCYANURATE | FACED SINGLE MATERIAL | GLS FBR | ROOF DECK | NO | NO | 1.75 | 10 | R
GXC | COATED GLASS FACER (FLAT) | ISOCYANURATE | FACED SINGLE MATERIAL | GLS FBR | ROOF DECK | NO | NO | 2 | 11.4 | R
GXC | COATED GLASS FACER (FLAT) | ISOCYANURATE | FACED SINGLE MATERIAL | GLS FBR | ROOF DECK | NO | NO | 2.3 | 13.2 | R
GXC | COATED GLASS FACER (FLAT) | ISOCYANURATE | FACED SINGLE MATERIAL | GLS FBR | ROOF DECK | NO | NO | 2.5 | 14.4 | R
GXC | COATED GLASS FACER (FLAT) | ISOCYANURATE | FACED SINGLE MATERIAL | GLS FBR | ROOF DECK | NO | NO | 2.8 | 16.2 | R
GXC | COATED GLASS FACER (FLAT) | ISOCYANURATE | FACED SINGLE MATERIAL | GLS FBR | ROOF DECK | NO | NO | 3 | 17.4 | R
GXC | COATED GLASS FACER (FLAT) | ISOCYANURATE | FACED SINGLE MATERIAL | GLS FBR | ROOF DECK | NO | NO | 3.25 | 18.9 | R
GXC | COATED GLASS FACER (FLAT) | ISOCYANURATE | FACED SINGLE MATERIAL | GLS FBR | ROOF DECK | NO | NO | 3.5 | 20.5 | R
GXC | COATED GLASS FACER (FLAT) | ISOCYANURATE | FACED SINGLE MATERIAL | GLS FBR | ROOF DECK | NO | NO | 3.75 | 22 | R
GXC | COATED GLASS FACER (FLAT) | ISOCYANURATE | FACED SINGLE MATERIAL | GLS FBR | ROOF DECK | NO | NO | 4 | 23.6 | R
GXH | GENFLEX HD ISO | ISOCYANURATE | FACED SINGLE MATERIAL | GLS FBR | ROOF DECK | NO | NO | 0.5 | 2.5 | R
GXI | GENFLEX ISO INSULATION | ISOCYANURATE | FACED SINGLE MATERIAL | GLS FBR | ROOF DECK | NO | NO | 1 | 5.7 | R
GXI | GENFLEX ISO INSULATION | ISOCYANURATE | FACED SINGLE MATERIAL | GLS FBR | ROOF DECK | NO | NO | 1.25 | 7.1 | R
GXI | GENFLEX ISO INSULATION | ISOCYANURATE | FACED SINGLE MATERIAL | GLS FBR | ROOF DECK | NO | NO | 1.5 | 8.6 | R
GXI | GENFLEX ISO INSULATION | ISOCYANURATE | FACED SINGLE MATERIAL | GLS FBR | ROOF DECK | NO | NO | 1.75 | 10 | R
GXI | GENFLEX ISO INSULATION | ISOCYANURATE | FACED SINGLE MATERIAL | GLS FBR | ROOF DECK | NO | NO | 2 | 11.4 | R
GXI | GENFLEX ISO INSULATION | ISOCYANURATE | FACED SINGLE MATERIAL | GLS FBR | ROOF DECK | NO | NO | 2.3 | 13.2 | R
GXI | GENFLEX ISO INSULATION | ISOCYANURATE | FACED SINGLE MATERIAL | GLS FBR | ROOF DECK | NO | NO | 2.5 | 14.4 | R
GXI | GENFLEX ISO INSULATION | ISOCYANURATE | FACED SINGLE MATERIAL | GLS FBR | ROOF DECK | NO | NO | 2.8 | 16.2 | R
GXI | GENFLEX ISO INSULATION | ISOCYANURATE | FACED SINGLE MATERIAL | GLS FBR | ROOF DECK | NO | NO | 3 | 17.4 | R
GXI | GENFLEX ISO INSULATION | ISOCYANURATE | FACED SINGLE MATERIAL | GLS FBR | ROOF DECK | NO | NO | 3.25 | 18.9 | R
GXI | GENFLEX ISO INSULATION | ISOCYANURATE | FACED SINGLE MATERIAL | GLS FBR | ROOF DECK | NO | NO | 3.5 | 20.5 | R
GXI | GENFLEX ISO INSULATION | ISOCYANURATE | FACED SINGLE MATERIAL | GLS FBR | ROOF DECK | NO | NO | 3.75 | 22 | R
GXI | GENFLEX ISO INSULATION | ISOCYANURATE | FACED SINGLE MATERIAL | GLS FBR | ROOF DECK | NO | NO | 4 | 23.6 | R
GXT | TAPERED GENFLEX ISO AA | ISOCYANURATE | FACED SINGLE MATERIAL | GLS FBR | ROOF DECK | NO | NO | **0.75 | 4.3 | R
GXT | TAPERED GENFLEX ISO A | ISOCYANURATE | FACED SINGLE MATERIAL | GLS FBR | ROOF DECK | NO | NO | **1.25 | 7.1 | R
GXT | TAPERED GENFLEX ISO B | ISOCYANURATE | FACED SINGLE MATERIAL | GLS FBR | ROOF DECK | NO | NO | **1.75 | 10 | R
GXT | TAPERED GENFLEX ISO C | ISOCYANURATE | FACED SINGLE MATERIAL | GLS FBR | ROOF DECK | NO | NO | **2.25 | 12.9 | R
GXT | TAPERED GENFLEX ISO G | ISOCYANURATE | FACED SINGLE MATERIAL | GLS FBR | ROOF DECK | NO | NO | **1.50 | 8.6 | R
GXT | TAPERED GENFLEX ISO H | ISOCYANURATE | FACED SINGLE MATERIAL | GLS FBR | ROOF DECK | NO | NO | **2.50 | 14.4 | R
GXT | TAPERED GENFLEX ISO Q | ISOCYANURATE | FACED SINGLE MATERIAL | GLS FBR | ROOF DECK | NO | NO | **1.50 | 8.6 | R
GXT | TAPERED GENFLEX ISO X | ISOCYANURATE | FACED SINGLE MATERIAL | GLS FBR | ROOF DECK | NO | NO | **1.00 | 5.7 | R
GXT | TAPERED GENFLEX ISO Y | ISOCYANURATE | FACED SINGLE MATERIAL | GLS FBR | ROOF DECK | NO | NO | **2.00 | 11.4 | R
IGL | ISOGARD GL | ISOCYANURATE | FACED SINGLE MATERIAL | GLS FBR | ROOF DECK | NO | NO | 1 | 5.7 | R
IGL | ISOGARD GL | ISOCYANURATE | FACED SINGLE MATERIAL | GLS FBR | ROOF DECK | NO | NO | 1.25 | 7.1 | R
IGL | ISOGARD GL | ISOCYANURATE | FACED SINGLE MATERIAL | GLS FBR | ROOF DECK | NO | NO | 1.5 | 8.6 | R
IGL | ISOGARD GL | ISOCYANURATE | FACED SINGLE MATERIAL | GLS FBR | ROOF DECK | NO | NO | 1.75 | 10 | R
IGL | ISOGARD GL | ISOCYANURATE | FACED SINGLE MATERIAL | GLS FBR | ROOF DECK | NO | NO | 2 | 11.4 | R
IGL | ISOGARD GL | ISOCYANURATE | FACED SINGLE MATERIAL | GLS FBR | ROOF DECK | NO | NO | 2.3 | 13.2 | R
IGL | ISOGARD GL | ISOCYANURATE | FACED SINGLE MATERIAL | GLS FBR | ROOF DECK | NO | NO | 2.5 | 14.4 | R
IGL | ISOGARD GL | ISOCYANURATE | FACED SINGLE MATERIAL | GLS FBR | ROOF DECK | NO | NO | 2.8 | 16.2 | R
IGL | ISOGARD GL | ISOCYANURATE | FACED SINGLE MATERIAL | GLS FBR | ROOF DECK | NO | NO | 3 | 17.4 | R
IGL | ISOGARD GL | ISOCYANURATE | FACED SINGLE MATERIAL | GLS FBR | ROOF DECK | NO | NO | 3.25 | 18.9 | R
IGL | ISOGARD GL | ISOCYANURATE | FACED SINGLE MATERIAL | GLS FBR | ROOF DECK | NO | NO | 3.5 | 20.5 | R
IGL | ISOGARD GL | ISOCYANURATE | FACED SINGLE MATERIAL | GLS FBR | ROOF DECK | NO | NO | 3.75 | 22 | R
IGL | ISOGARD GL | ISOCYANURATE | FACED SINGLE MATERIAL | GLS FBR | ROOF DECK | NO | NO | 3.8 | 22.3 | R
IGL | ISOGARD GL | ISOCYANURATE | FACED SINGLE MATERIAL | GLS FBR | ROOF DECK | NO | NO | 4 | 23.6 | R
IHG | ISOGARD HG | ISOCYANURATE | COMPOSITE | BOARD | ROOF DECK | NO | NO | 1.5 | 6.3 | R
IHG | ISOGARD HG | ISOCYANURATE | COMPOSITE | BOARD | ROOF DECK | NO | NO | 2 | 9.2 | R
IHG | ISOGARD HG | ISOCYANURATE | COMPOSITE | BOARD | ROOF DECK | NO | NO | 2.5 | 12 | R
IHG | ISOGARD HG | ISOCYANURATE | COMPOSITE | BOARD | ROOF DECK | NO | NO | 3 | 15 | R
IHG | ISOGARD HG | ISOCYANURATE | COMPOSITE | BOARD | ROOF DECK | NO | NO | 3.5 | 18 | R
IHG | ISOGARD HG | ISOCYANURATE | COMPOSITE | BOARD | ROOF DECK | NO | NO | 4 | 21.1 | R
TCG | GENFLEX CG ISO (TAPERED) AA | ISOCYANURATE | FACED SINGLE MATERIAL | GLS FBR | ROOF DECK | NO | NO | **0.75 | 4.3 | R
TCG | GENFLEX CG ISO (TAPERED) A | ISOCYANURATE | FACED SINGLE MATERIAL | GLS FBR | ROOF DECK | NO | NO | **1.25 | 7.1 | R
TCG | GENFLEX CG ISO (TAPERED) B | ISOCYANURATE | FACED SINGLE MATERIAL | GLS FBR | ROOF DECK | NO | NO | **1.75 | 10 | R
TCG | GENFLEX CG ISO (TAPERED) C | ISOCYANURATE | FACED SINGLE MATERIAL | GLS FBR | ROOF DECK | NO | NO | **2.25 | 12.9 | R
TCG | GENFLEX CG ISO (TAPERED) G | ISOCYANURATE | FACED SINGLE MATERIAL | GLS FBR | ROOF DECK | NO | NO | **1.50 | 8.6 | R
TCG | GENFLEX CG ISO (TAPERED) H | ISOCYANURATE | FACED SINGLE MATERIAL | GLS FBR | ROOF DECK | NO | NO | **2.50 | 14.4 | R
TCG | GENFLEX CG ISO (TAPERED) Q | ISOCYANURATE | FACED SINGLE MATERIAL | GLS FBR | ROOF DECK | NO | NO | **1.50 | 8.6 | R
TCG | GENFLEX CG ISO(TAPERED) X | ISOCYANURATE | FACED SINGLE MATERIAL | GLS FBR | ROOF DECK | NO | NO | **1.00 | 5.7 | R
TCG | GENFLEX CG ISO (TAPERED) Y | ISOCYANURATE | FACED SINGLE MATERIAL | GLS FBR | ROOF DECK | NO | NO | **2.00 | 11.4 | R
**Average Thickness
* DESCRIPTION OF BRAND CODES:
| CGT = ISOGARD CG ISO (TAPERED) | FRH = ISOGARD HD | GHC = GENFLEX HD COMPOSITE ISO |  | GXI = GENFLEX ISO
| FBT = ISO 95+ GL (TAPERED) | FRI = ISO 95+ GL | GLT = GENFLEX GL ISO (TAPERED) |  | GXT = TAPERED GENFLEX ISO
| FCG = ISOGARD CG | FRR = RESISTA | GNB = GENFLEX NB ISO |  | IGL = ISOGARD GL
| FGL = ISOGARD GL (TAPERED) | FRT = RESISTA (TAPERED) | GTC = COATED GLASS FACER (TAPERED) |  | IHG = ISOGARD HG
| FHG = HAILGARD | GCG = GENFLEX CG ISO | GXC = COATED GLASS FACER (FLAT) |  | TCG = GENFLEX CG ISO (TAPERED)
| FRC = ISOGARD HD COMPOSITE | GGL = GENFLEX GL ISO | GXH = GENFLEX HD ISO
Atlas Roofing Corporation - T 1231 |  |  |  | Updated 11/6/2025
ARC | ACFOAM-II | ISOCYANURATE | FACED SINGLE MATERIAL | GLASS FIBER FELT | ROOF DECK | NO | NO | 1 | 5.7 | R
ARC | ACFOAM-II | ISOCYANURATE | FACED SINGLE MATERIAL | GLASS FIBER FELT | ROOF DECK | NO | NO | 1.5 | 8.6 | R
ARC | ACFOAM-II | ISOCYANURATE | FACED SINGLE MATERIAL | GLASS FIBER FELT | ROOF DECK | NO | NO | 2 | 11.4 | R
ARC | ACFOAM-II | ISOCYANURATE | FACED SINGLE MATERIAL | GLASS FIBER FELT | ROOF DECK | NO | NO | 2.5 | 14.4 | R
ARC | ACFOAM-II | ISOCYANURATE | FACED SINGLE MATERIAL | GLASS FIBER FELT | ROOF DECK | NO | NO | 3 | 17.4 | R
ARC | ACFOAM-II | ISOCYANURATE | FACED SINGLE MATERIAL | GLASS FIBER FELT | ROOF DECK | NO | NO | 3.5 | 20.5 | R
ARC | ACFOAM-II | ISOCYANURATE | FACED SINGLE MATERIAL | GLASS FIBER FELT | ROOF DECK | NO | NO | 4 | 23.6 | R
ARC | ACFOAM-III | ISOCYANURATE | FACED SINGLE MATERIAL | COATED GLASS FELT | ROOF DECK | NO | NO | 1 | 5.7 | R
ARC | ACFOAM-III | ISOCYANURATE | FACED SINGLE MATERIAL | COATED GLASS FELT | ROOF DECK | NO | NO | 1.5 | 8.6 | R
ARC | ACFOAM-III | ISOCYANURATE | FACED SINGLE MATERIAL | COATED GLASS FELT | ROOF DECK | NO | NO | 2 | 11.4 | R
ARC | ACFOAM-III | ISOCYANURATE | FACED SINGLE MATERIAL | COATED GLASS FELT | ROOF DECK | NO | NO | 2.5 | 14.4 | R
ARC | ACFOAM-III | ISOCYANURATE | FACED SINGLE MATERIAL | COATED GLASS FELT | ROOF DECK | NO | NO | 3 | 17.4 | R
ARC | ACFOAM-III | ISOCYANURATE | FACED SINGLE MATERIAL | COATED GLASS FELT | ROOF DECK | NO | NO | 3.5 | 20.5 | R
ARC | ACFOAM-III | ISOCYANURATE | FACED SINGLE MATERIAL | COATED GLASS FELT | ROOF DECK | NO | NO | 4 | 23.6 | R
ARC | ACFOAM-II NH | ISOCYANURATE | FACED SINGLE MATERIAL | GLASS FIBER FELT | ROOF DECK | NO | NO | 2 | 11.4 | R
ARC | ACFOAM-III NH | ISOCYANURATE | FACED SINGLE MATERIAL | COATED GLASS FELT | ROOF DECK | NO | NO | 2 | 11.4 | R
ARC | ACFOAM HD COVERBOARD | ISOCYANURATE | FACED SINGLE MATERIAL | COATED GLASS FELT | ROOF DECK | NO | NO | 0.5 | 2.5 | R
ARC | ACFOAM HD COVERBOARD NH | ISOCYANURATE | FACED SINGLE MATERIAL | COATED GLASS FELT | ROOF DECK | NO | NO | 0.5 | 2.5 | R
ARC | ACFOAM SUPREME | ISOCYANURATE | FACED SINGLE MATERIAL | ALUM FOIL KRAFT | ROOF DECK | NO | NO | 1 | 5.7 | R
ARC | ACFOAM SUPREME | ISOCYANURATE | FACED SINGLE MATERIAL | ALUM FOIL KRAFT | ROOF DECK | NO | NO | 1.5 | 8.6 | R
ARC | ACFOAM SUPREME | ISOCYANURATE | FACED SINGLE MATERIAL | ALUM FOIL KRAFT | ROOF DECK | NO | NO | 2 | 11.4 | R
ARC | ACFOAM SUPREME | ISOCYANURATE | FACED SINGLE MATERIAL | ALUM FOIL KRAFT | ROOF DECK | NO | NO | 2.5 | 14.4 | R
ARC | ACFOAM SUPREME | ISOCYANURATE | FACED SINGLE MATERIAL | ALUM FOIL KRAFT | ROOF DECK | NO | NO | 3 | 17.4 | R
ARC | ACFOAM SUPREME | ISOCYANURATE | FACED SINGLE MATERIAL | ALUM FOIL KRAFT | ROOF DECK | NO | NO | 3.5 | 20.5 | R
ARC | ACFOAM SUPREME | ISOCYANURATE | FACED SINGLE MATERIAL | ALUM FOIL KRAFT | ROOF DECK | NO | NO | 4 | 23.6 | R
ARC | ACFOAM SUPREME NH | ISOCYANURATE | FACED SINGLE MATERIAL | ALUM FOIL KRAFT | ROOF DECK | NO | NO | 2 | 11.4 | R
ARC | ATLAS NAILBASE | ISOCYANURATE | COMPOSITE | BOARD | ROOF DECK | NO | NO | 1.5 | 6.3 | R
ARC | ATLAS NAILBASE | ISOCYANURATE | COMPOSITE | BOARD | ROOF DECK | NO | NO | 2 | 9.1 | R
ARC | ATLAS NAILBASE | ISOCYANURATE | COMPOSITE | BOARD | ROOF DECK | NO | NO | 3 | 15 | R
ARC | ATLAS NAILBASE | ISOCYANURATE | COMPOSITE | BOARD | ROOF DECK | NO | NO | 4 | 21.1 | R
ARC | CROSSVENT | ISOCYANURATE | COMPOSITE | BOARD | ROOF DECK | NO | NO | 2.5 | 5.7 | R
ARC | CROSSVENT | ISOCYANURATE | COMPOSITE | BOARD | ROOF DECK | NO | NO | 5.5 | 23.6 | R
ARC | ENERGY SHIELD | ISOCYANURATE | FACED SINGLE MATERIAL | METAL | CLG WALL FLR | NO | YES** | 0.5 | 3.3 | R
ARC | ENERGY SHIELD | ISOCYANURATE | FACED SINGLE MATERIAL | METAL | CLG WALL FLR | NO | YES** | 0.62 | 4.1 | R
ARC | ENERGY SHIELD | ISOCYANURATE | FACED SINGLE MATERIAL | METAL | CLG WALL FLR | NO | YES** | 0.75 | 5 | R
ARC | ENERGY SHIELD | ISOCYANURATE | FACED SINGLE MATERIAL | METAL | CLG WALL FLR | NO | YES** | 1 | 6.5 | R
ARC | ENERGY SHIELD | ISOCYANURATE | FACED SINGLE MATERIAL | METAL | CLG WALL FLR | NO | YES** | 1.5 | 9.8 | R
ARC | ENERGY SHIELD | ISOCYANURATE | FACED SINGLE MATERIAL | METAL | CLG WALL FLR | NO | YES** | 2 | 13.1 | R
ARC | ENERGYSHIELD CGF | ISOCYANURATE | FACED SINGLE MATERIAL | COATED FIBER | WALL | NO | NO | 0.5 | 3 | R
ARC | ENERGYSHIELD CGF | ISOCYANURATE | FACED SINGLE MATERIAL | COATED FIBER | WALL | NO | NO | 1 | 6 | R
ARC | ENERGYSHIELD CGF | ISOCYANURATE | FACED SINGLE MATERIAL | COATED GLASS FELT | WALL | NO | NO | 1.5 | 9 | R
ARC | ENERGYSHIELD CGF | ISOCYANURATE | FACED SINGLE MATERIAL | COATED GLASS FELT | WALL | NO | NO | 2 | 12.1 | R
ARC | ENERGYSHIELD CGF | ISOCYANURATE | FACED SINGLE MATERIAL | COATED GLASS FELT | WALL | NO | NO | 2.5 | 15.3 | R
ARC | ENERGYSHIELD CGF | ISOCYANURATE | FACED SINGLE MATERIAL | COATED GLASS FELT | WALL | NO | NO | 3 | 18.5 | R
ARC | ENERGYSHIELD CGF | ISOCYANURATE | FACED SINGLE MATERIAL | COATED GLASS FELT | WALL | NO | NO | 3.5 | 21.7 | R
ARC | ENERGYSHIELD CGF PRO | ISOCYANURATE | FACED SINGLE MATERIAL | COATED GLASS FELT | WALL | NO | NO | 2 | 12.1 | R
ARC | ENERGYSHIELD PANELCAST | ISOCYANURATE | FACED SINGLE MATERIAL | COATED GLASS FELT | WALL | NO | NO | 2 | 12.1 | R
ARC | ENERGY SHIELD PRO | ISOCYANURATE | FACED SINGLE MATERIAL | ALUM FOIL | CLG WALL FLR | YES | YES** | 1 | 6.5 | R
ARC | ENERGY SHIELD PRO | ISOCYANURATE | FACED SINGLE MATERIAL | ALUM FOIL | CLG WALL FLR | YES | YES** | 1.5 | 9.8 | R
ARC | ENERGY SHIELD PRO | ISOCYANURATE | FACED SINGLE MATERIAL | ALUM FOIL | CLG WALL FLR | YES | YES** | 2 | 13.1 | R
ARC | ENERGY SHIELD PRO | ISOCYANURATE | FACED SINGLE MATERIAL | ALUM FOIL | CLG WALL FLR | YES | YES** | 2.5 | 16 | R
ARC | ENERGYSHIELD PLY | ISOCYANURATE | COMPOSITE | BOARD | WALL | NO | NO | 2 | 12.1 | R
ARC | ENERGYSHIELD PLY PRO | ISOCYANURATE | COMPOSITE | BOARD | WALL | NO | NO | 2 | 12.1 | R
ARC | ENERGY SHIELD XR | ISOCYANURATE | FACED SINGLE MATERIAL | METAL | CLG WALL FLR | NO | YES** | 2 | 13.1 | R
** With taped joints.
* DESCRIPTION OF BRAND CODES:
ARC = ATLAS ROOFING CORP.
Carlisle Coatings and Waterproofing - T 1501 |  |  |  | Updated 10/08/2015
R2B | R2+ BASE 319811 | ISOCYANURATE | COMPOSITE | PLYWOOD | WALL | NO | NO | 1.6 | 6.6 | R
R2B | R2+ BASE 319812 | ISOCYANURATE | COMPOSITE | PLYWOOD | WALL | NO | NO | 2.1 | 9.6 | R
R2B | R2+ BASE 319813 | ISOCYANURATE | COMPOSITE | PLYWOOD | WALL | NO | NO | 2.6 | 12.7 | R
R2B | R2+ BASE 319814 | ISOCYANURATE | COMPOSITE | PLYWOOD | WALL | NO | NO | 3.1 | 15.9 | R
R2B | R2+ BASE 321990 | ISOCYANURATE | COMPOSITE | PLYWOOD | WALL | NO | NO | 3.7 | 19.1 | R
R2H | R2+ SHEATHE | ISOCYANURATE | FACED SINGLE MATERIAL | EMBOSSED FOIL | WALL | NO | YES | 1 | 6.5 | R
R2H | R2+ SHEATHE | ISOCYANURATE | FACED SINGLE MATERIAL | EMBOSSED FOIL | WALL | NO | YES | 1.5 | 10 | R
R2H | R2+ SHEATHE | ISOCYANURATE | FACED SINGLE MATERIAL | EMBOSSED FOIL | WALL | NO | YES | 2 | 13 | R
R2H | R2+ SHEATHE | ISOCYANURATE | FACED SINGLE MATERIAL | EMBOSSED FOIL | WALL | NO | YES | 2.5 | 16.5 | R
R2H | R2+ SHEATHE | ISOCYANURATE | FACED SINGLE MATERIAL | EMBOSSED FOIL | WALL | NO | YES | 3 | 20.3 | R
R2H | R2+ SHEATHE | ISOCYANURATE | FACED SINGLE MATERIAL | EMBOSSED FOIL | WALL | NO | YES | 3.5 | 23 | R
R2M | R2+ MATTE 319100 | ISOCYANURATE | FACED SINGLE MATERIAL | COATED GLASS FELT | WALL | NO | YES | 1 | 6 | R
R2M | R2+ MATTE 319101 | ISOCYANURATE | FACED SINGLE MATERIAL | COATED GLASS FELT | WALL | NO | YES | 1.5 | 9 | R
R2M | R2+ MATTE 319102 | ISOCYANURATE | FACED SINGLE MATERIAL | COATED GLASS FELT | WALL | NO | YES | 2 | 12.1 | R
R2M | R2+ MATTE 319103 | ISOCYANURATE | FACED SINGLE MATERIAL | COATED GLASS FELT | WALL | NO | YES | 2.5 | 15.3 | R
R2M | R2+ MATTE 319104 | ISOCYANURATE | FACED SINGLE MATERIAL | COATED GLASS FELT | WALL | NO | YES | 3 | 18.5 | R
R2M | R2+ MATTE 322475 | ISOCYANURATE | FACED SINGLE MATERIAL | COATED GLASS FELT | WALL | NO | YES | 3.3 | 20.4 | R
R2M | R2+ MATTE 322483 | ISOCYANURATE | FACED SINGLE MATERIAL | COATED GLASS FELT | WALL | NO | YES | 3.5 | 21.7 | R
R2S | R2+ SILVER 322874 | ISOCYANURATE | FACED SINGLE MATERIAL | ALUM FOIL CRAFT | WALL | NO | YES | 1 | 6.7 ** | R
R2S | R2+ SILVER 322875 | ISOCYANURATE | FACED SINGLE MATERIAL | ALUM FOIL CRAFT | WALL | NO | YES | 1.5 | 10.5 ** | R
R2S | R2+ SILVER 322876 | ISOCYANURATE | FACED SINGLE MATERIAL | ALUM FOIL CRAFT | WALL | NO | YES | 2 | 14.4 ** | R
R2S | R2+ SILVER 322877 | ISOCYANURATE | FACED SINGLE MATERIAL | ALUM FOIL CRAFT | WALL | NO | YES | 2.5 | 17.8 ** | R
R2S | R2+ SILVER 322879 | ISOCYANURATE | FACED SINGLE MATERIAL | ALUM FOIL CRAFT | WALL | NO | YES | 3 | 21.2 ** | R
R2S | R2+ SILVER 322880 | ISOCYANURATE | FACED SINGLE MATERIAL | ALUM FOIL CRAFT | WALL | NO | YES | 3.5 | 24.6 ** | R
**= Initial R-Values
* DESCRIPTION OF BRAND CODES:
R2B = R2+ BASE
R2H = R2+ SHEATHE
R2M= R2+ MATTE
R2S=R2+ SILVER
Carlisle Syntec Inc. - T 1418 |  |  |  | Updated 09/02/2025
CCG | SECURSHIELD POLYISO | ISOCYANURATE | FACED SINGLE MATERIAL | COATED GLASS FELT | ROOF DECK | NO | NO | 1 | 5.7 | R
CCG | SECURSHIELD POLYISO | ISOCYANURATE | FACED SINGLE MATERIAL | COATED GLASS FELT | ROOF DECK | NO | NO | 1.5 | 8.6 | R
CCG | SECURSHIELD POLYISO | ISOCYANURATE | FACED SINGLE MATERIAL | COATED GLASS FELT | ROOF DECK | NO | NO | 2 | 11.4 | R
CCG | SECURSHIELD POLYISO | ISOCYANURATE | FACED SINGLE MATERIAL | COATED GLASS FELT | ROOF DECK | NO | NO | 2.5 | 14.4 | R
CCG | SECURSHIELD POLYISO | ISOCYANURATE | FACED SINGLE MATERIAL | COATED GLASS FELT | ROOF DECK | NO | NO | 2.7 | 15.6 | R
CCG | SECURSHIELD POLYISO | ISOCYANURATE | FACED SINGLE MATERIAL | COATED GLASS FELT | ROOF DECK | NO | NO | 3 | 17.4 | R
CCG | SECURSHIELD POLYISO | ISOCYANURATE | FACED SINGLE MATERIAL | COATED GLASS FELT | ROOF DECK | NO | NO | 4 | 23.6 | R
CHC | SECURSHIELD HD COMPOSITE POLYISO | ISOCYANURATE | COMPOSITE | COATED GLASS FELT | ROOF DECK | NO | NO | 2 | 11.1 | R
CHC | SECURSHIELD HD COMPOSITE POLYISO | ISOCYANURATE | COMPOSITE | COATED GLASS FELT | ROOF DECK | NO | NO | 2.5 | 13.9 | R
CHC | SECURSHIELD HD COMPOSITE POLYISO | ISOCYANURATE | COMPOSITE | COATED GLASS FELT | ROOF DECK | NO | NO | 3 | 16.9 | R
CHC | SECURSHIELD HD COMPOSITE POLYISO | ISOCYANURATE | COMPOSITE | COATED GLASS FELT | ROOF DECK | NO | NO | 4 | 23 | R
CHD | SECURSHIELD HD POLYISO | ISOCYANURATE | FACED SINGLE MATERIAL | COATED GLASS FELT | ROOF DECK | NO | NO | 0.5 | 2.5 | R
CHDRL | SECURSHIELD HD RAPIDLOCK RL POLYISO | ISOCYANURATE | FACED SINGLE MATERIAL | COATED GLASS FELT WITH VELCRO | ROOF DECK | NO | NO | 0.5 | 2.5 | R
CINH | INSULBASE NH POLYISO | ISOCYANURATE | FACED SINGLE MATERIAL | GLASS FELT | ROOF DECK | NO | NO | 1 | 5.7 | R
CINH | INSULBASE NH POLYISO | ISOCYANURATE | FACED SINGLE MATERIAL | GLASS FELT | ROOF DECK | NO | NO | 1.5 | 8.6 | R
CINH | INSULBASE NH POLYISO | ISOCYANURATE | FACED SINGLE MATERIAL | GLASS FELT | ROOF DECK | NO | NO | 2 | 11.4 | R
CINH | INSULBASE NH POLYISO | ISOCYANURATE | FACED SINGLE MATERIAL | GLASS FELT | ROOF DECK | NO | NO | 2.5 | 14.4 | R
CINH | INSULBASE NH POLYISO | ISOCYANURATE | FACED SINGLE MATERIAL | GLASS FELT | ROOF DECK | NO | NO | 2.7 | 15.6 | R
CINH | INSULBASE NH POLYISO | ISOCYANURATE | FACED SINGLE MATERIAL | GLASS FELT | ROOF DECK | NO | NO | 3 | 17.4 | R
CINH | INSULBASE NH POLYISO | ISOCYANURATE | FACED SINGLE MATERIAL | GLASS FELT | ROOF DECK | NO | NO | 3.5 | 20.5 | R
CINH | INSULBASE NH POLYISO | ISOCYANURATE | FACED SINGLE MATERIAL | GLASS FELT | ROOF DECK | NO | NO | 4 | 23.6 | R
CIRL | INSULBASE RAPIDLOCK RL POLYISO | ISOCYANURATE | FACED SINGLE MATERIAL | GLASS FELT WITH VELCRO | ROOF DECK | NO | NO | 1 | 5.7 | R
CIRL | INSULBASE RAPIDLOCK RL POLYISO | ISOCYANURATE | FACED SINGLE MATERIAL | GLASS FELT WITH VELCRO | ROOF DECK | NO | NO | 1.5 | 8.6 | R
CIRL | INSULBASE RAPIDLOCK RL POLYISO | ISOCYANURATE | FACED SINGLE MATERIAL | GLASS FELT WITH VELCRO | ROOF DECK | NO | NO | 2 | 11.4 | R
CIRL | INSULBASE RAPIDLOCK RL POLYISO | ISOCYANURATE | FACED SINGLE MATERIAL | GLASS FELT WITH VELCRO | ROOF DECK | NO | NO | 2.5 | 14.4 | R
CIRL | INSULBASE RAPIDLOCK RL POLYISO | ISOCYANURATE | FACED SINGLE MATERIAL | GLASS FELT WITH VELCRO | ROOF DECK | NO | NO | 2.7 | 15.6 | R
CIRL | INSULBASE RAPIDLOCK RL POLYISO | ISOCYANURATE | FACED SINGLE MATERIAL | GLASS FELT WITH VELCRO | ROOF DECK | NO | NO | 3 | 17.4 | R
CIRL | INSULBASE RAPIDLOCK RL POLYISO | ISOCYANURATE | FACED SINGLE MATERIAL | GLASS FELT WITH VELCRO | ROOF DECK | NO | NO | 3.5 | 20.5 | R
CIRL | INSULBASE RAPIDLOCK RL POLYISO | ISOCYANURATE | FACED SINGLE MATERIAL | GLASS FELT WITH VELCRO | ROOF DECK | NO | NO | 4 | 23.6 | R
CNB | STORMBASE POLYISO | ISOCYANURATE | COMPOSITE | WAFERBOARD | ROOF DECK | NO | NO | 1.5 | 6.2 | R
CNB | STORMBASE POLYISO | ISOCYANURATE | COMPOSITE | WAFERBOARD | ROOF DECK | NO | NO | 2 | 9.2 | R
CNB | STORMBASE POLYISO | ISOCYANURATE | COMPOSITE | WAFERBOARD | ROOF DECK | NO | NO | 3 | 15 | R
CNB | STORMBASE POLYISO | ISOCYANURATE | COMPOSITE | WAFERBOARD | ROOF DECK | NO | NO | 4 | 21.1 | R
CSCRL | SECURSHIELD HD COMPOSITE RAPIDLOCK POLYISO | ISOCYANURATE | COMPOSITE | COATED GLASS FELT WITH VELCRO | ROOF DECK | NO | NO | 2 | 11.1 | R
CSCRL | SECURSHIELD HD COMPOSITE RAPIDLOCK POLYISO | ISOCYANURATE | COMPOSITE | COATED GLASS FELT WITH VELCRO | ROOF DECK | NO | NO | 2.5 | 13.9 | R
CSCRL | SECURSHIELD HD COMPOSITE RAPIDLOCK POLYISO | ISOCYANURATE | COMPOSITE | COATED GLASS FELT WITH VELCRO | ROOF DECK | NO | NO | 3 | 16.9 | R
CSCRL | SECURSHIELD HD COMPOSITE RAPIDLOCK POLYISO | ISOCYANURATE | COMPOSITE | COATED GLASS FELT WITH VELCRO | ROOF DECK | NO | NO | 4 | 23 | R
CSD | INSULBASE POLYISO | ISOCYANURATE | FACED SINGLE MATERIAL | GLASS FELT | ROOF DECK | NO | NO | 1 | 5.7 | R
CSD | INSULBASE POLYISO | ISOCYANURATE | FACED SINGLE MATERIAL | GLASS FELT | ROOF DECK | NO | NO | 1.5 | 8.6 | R
CSD | INSULBASE POLYISO | ISOCYANURATE | FACED SINGLE MATERIAL | GLASS FELT | ROOF DECK | NO | NO | 2 | 11.4 | R
CSD | INSULBASE POLYISO | ISOCYANURATE | FACED SINGLE MATERIAL | GLASS FELT | ROOF DECK | NO | NO | 2.5 | 14.4 | R
CSD | INSULBASE POLYISO | ISOCYANURATE | FACED SINGLE MATERIAL | GLASS FELT | ROOF DECK | NO | NO | 2.7 | 15.6 | R
CSD | INSULBASE POLYISO | ISOCYANURATE | FACED SINGLE MATERIAL | GLASS FELT | ROOF DECK | NO | NO | 3 | 17.4 | R
CSD | INSULBASE POLYISO | ISOCYANURATE | FACED SINGLE MATERIAL | GLASS FELT | ROOF DECK | NO | NO | 3.5 | 20.5 | R
CSD | INSULBASE POLYISO | ISOCYANURATE | FACED SINGLE MATERIAL | GLASS FELT | ROOF DECK | NO | NO | 4 | 23.6 | R
CSNH | SECURSHIELD NH POLYISO | ISOCYANURATE | FACED SINGLE MATERIAL | COATED GLASS FELT | ROOF DECK | NO | NO | 1 | 5.7 | R
CSNH | SECURSHIELD NH POLYISO | ISOCYANURATE | FACED SINGLE MATERIAL | COATED GLASS FELT | ROOF DECK | NO | NO | 1.5 | 8.6 | R
CSNH | SECURSHIELD NH POLYISO | ISOCYANURATE | FACED SINGLE MATERIAL | COATED GLASS FELT | ROOF DECK | NO | NO | 2 | 11.4 | R
CSNH | SECURSHIELD NH POLYISO | ISOCYANURATE | FACED SINGLE MATERIAL | COATED GLASS FELT | ROOF DECK | NO | NO | 2.5 | 14.4 | R
CSNH | SECURSHIELD NH POLYISO | ISOCYANURATE | FACED SINGLE MATERIAL | COATED GLASS FELT | ROOF DECK | NO | NO | 2.7 | 15.6 | R
CSNH | SECURSHIELD NH POLYISO | ISOCYANURATE | FACED SINGLE MATERIAL | COATED GLASS FELT | ROOF DECK | NO | NO | 3 | 17.4 | R
CSNH | SECURSHIELD NH POLYISO | ISOCYANURATE | FACED SINGLE MATERIAL | COATED GLASS FELT | ROOF DECK | NO | NO | 4 | 23.6 | R
CSRL | SECURSHIELD RAPIDLOCK RL POLYISO | ISOCYANURATE | FACED SINGLE MATERIAL | COATED GLASS FELT WITH VELCRO | ROOF DECK | NO | NO | 1 | 5.7 | R
CSRL | SECURSHIELD RAPIDLOCK RL POLYISO | ISOCYANURATE | FACED SINGLE MATERIAL | COATED GLASS FELT WITH VELCRO | ROOF DECK | NO | NO | 1.5 | 8.6 | R
CSRL | SECURSHIELD RAPIDLOCK RL POLYISO | ISOCYANURATE | FACED SINGLE MATERIAL | COATED GLASS FELT WITH VELCRO | ROOF DECK | NO | NO | 2 | 11.4 | R
CSRL | SECURSHIELD RAPIDLOCK RL POLYISO | ISOCYANURATE | FACED SINGLE MATERIAL | COATED GLASS FELT WITH VELCRO | ROOF DECK | NO | NO | 2.5 | 14.4 | R
CSRL | SECURSHIELD RAPIDLOCK RL POLYISO | ISOCYANURATE | FACED SINGLE MATERIAL | COATED GLASS FELT WITH VELCRO | ROOF DECK | NO | NO | 2.7 | 15.6 | R
CSRL | SECURSHIELD RAPIDLOCK RL POLYISO | ISOCYANURATE | FACED SINGLE MATERIAL | COATED GLASS FELT WITH VELCRO | ROOF DECK | NO | NO | 3 | 17.4 | R
CSRL | SECURSHIELD RAPIDLOCK RL POLYISO | ISOCYANURATE | FACED SINGLE MATERIAL | COATED GLASS FELT WITH VELCRO | ROOF DECK | NO | NO | 4 | 23.6 | R
IHD | INSULBASE HD POLYISO | ISOCYANURATE | FACED SINGLE MATERIAL | GLASS FELT | ROOF DECK | NO | NO | 0.5 | 2.5 | R
* DESCRIPTION OF BRAND CODES:
| CCG = SECURSHIELD POLYISO | CSD = INSULBASE POLYISO |  | CINH = INSULBASE NH POLYISO
| CHC = SECURSHIELD HD COMPOSITE POLYISO | CIRL = INSULBASE RAPIDLOCK RL POLYISO |  | CSNH = SECURSHIELD NH POLYISO
| CHD= SECURSHIELD HD POLYISO | CSRL = SECURSHIELD RAPIDLOCK RL POLYISO |  | CHDRL = SECURSHIELD HD RAPIDLOCK RL POLYISO
| CNB = STORMBASE POLYISO | CSCRL = SECURSHIELD HD COMPOSITE RAPIDLOCK POLYISO |  | IHD = INSULBASE HD POLYISO
DuPont de Nemours Inc. - T 1534 |  |  |  | Updated 08/12/2025
ISC | ISOCAST R | ISOCYANURATE | FACED SINGLE MATERIAL | METAL FOIL | CLG WALL FLR | NO | YES | 1 | 6.4 | R
ISC | ISOCAST R | ISOCYANURATE | FACED SINGLE MATERIAL | METAL FOIL | CLG WALL FLR | NO | YES | 1.5 | 9.6 | R
ISC | ISOCAST R | ISOCYANURATE | FACED SINGLE MATERIAL | METAL FOIL | CLG WALL FLR | NO | YES | 2 | 12.6 | R
NHB | THERMAX BASIC NH | ISOCYANURATE | FACED SINGLE MATERIAL | METAL FOIL | CLG WALL FLR | YES | YES | 0.5 | 3.7 | R
NHB | THERMAX BASIC NH | ISOCYANURATE | FACED SINGLE MATERIAL | METAL FOIL | CLG WALL FLR | YES | YES | 0.75 | 5.6 | R
NHB | THERMAX BASIC NH | ISOCYANURATE | FACED SINGLE MATERIAL | METAL FOIL | CLG WALL FLR | YES | YES | 1 | 6.6 | R
NHB | THERMAX BASIC NH | ISOCYANURATE | FACED SINGLE MATERIAL | METAL FOIL | CLG WALL FLR | YES | YES | 1.25 | 8.3 | R
NHB | THERMAX BASIC NH | ISOCYANURATE | FACED SINGLE MATERIAL | METAL FOIL | CLG WALL FLR | YES | YES | 1.5 | 9.3 | R
NHB | THERMAX BASIC NH | ISOCYANURATE | FACED SINGLE MATERIAL | METAL FOIL | CLG WALL FLR | YES | YES | 1.55 | 9.6 | R
NHB | THERMAX BASIC NH | ISOCYANURATE | FACED SINGLE MATERIAL | METAL FOIL | CLG WALL FLR | YES | YES | 2 | 12.1 | R
NHB | THERMAX BASIC NH | ISOCYANURATE | FACED SINGLE MATERIAL | METAL FOIL | CLG WALL FLR | YES | YES | 2.25 | 13.6 | R
NHB | THERMAX BASIC NH | ISOCYANURATE | FACED SINGLE MATERIAL | METAL FOIL | CLG WALL FLR | YES | YES | 2.5 | 15.1 | R
NHB | THERMAX BASIC NH | ISOCYANURATE | FACED SINGLE MATERIAL | METAL FOIL | CLG WALL FLR | YES | YES | 2.75 | 16.6 | R
NHB | THERMAX BASIC NH | ISOCYANURATE | FACED SINGLE MATERIAL | METAL FOIL | CLG WALL FLR | YES | YES | 3 | 18.7 | R
NHH | THERMAX HDUTY HD NH | ISOCYANURATE | FACED SINGLE MATERIAL | METAL FOIL | CLG WALL FLR | YES | YES | 0.5 | 3.7 | R
NHH | THERMAX HDUTY HD NH | ISOCYANURATE | FACED SINGLE MATERIAL | METAL FOIL | CLG WALL FLR | YES | YES | 0.75 | 5.6 | R
NHH | THERMAX HDUTY HD NH | ISOCYANURATE | FACED SINGLE MATERIAL | METAL FOIL | CLG WALL FLR | YES | YES | 1 | 6.6 | R
NHH | THERMAX HDUTY HD NH | ISOCYANURATE | FACED SINGLE MATERIAL | METAL FOIL | CLG WALL FLR | YES | YES | 1.25 | 8.3 | R
NHH | THERMAX HDUTY HD NH | ISOCYANURATE | FACED SINGLE MATERIAL | METAL FOIL | CLG WALL FLR | YES | YES | 1.5 | 9.3 | R
NHH | THERMAX HDUTY HD NH | ISOCYANURATE | FACED SINGLE MATERIAL | METAL FOIL | CLG WALL FLR | YES | YES | 1.55 | 9.6 | R
NHH | THERMAX HDUTY HD NH | ISOCYANURATE | FACED SINGLE MATERIAL | METAL FOIL | CLG WALL FLR | YES | YES | 1.75 | 10.9 | R
NHH | THERMAX HDUTY HD NH | ISOCYANURATE | FACED SINGLE MATERIAL | METAL FOIL | CLG WALL FLR | YES | YES | 2 | 12.1 | R
NHH | THERMAX HDUTY HD NH | ISOCYANURATE | FACED SINGLE MATERIAL | METAL FOIL | CLG WALL FLR | YES | YES | 2.5 | 15.1 | R
NHH | THERMAX HDUTY HD NH | ISOCYANURATE | FACED SINGLE MATERIAL | METAL FOIL | CLG WALL FLR | YES | YES | 3 | 18.7 | R
NHL | THERMAX LDUTY LD NH | ISOCYANURATE | FACED SINGLE MATERIAL | METAL FOIL | CLG WALL FLR | YES | YES | 0.5 | 3.7 | R
NHL | THERMAX LDUTY LD NH | ISOCYANURATE | FACED SINGLE MATERIAL | METAL FOIL | CLG WALL FLR | YES | YES | 0.75 | 5.6 | R
NHL | THERMAX LDUTY LD NH | ISOCYANURATE | FACED SINGLE MATERIAL | METAL FOIL | CLG WALL FLR | YES | YES | 1 | 6.6 | R
NHL | THERMAX LDUTY LD NH | ISOCYANURATE | FACED SINGLE MATERIAL | METAL FOIL | CLG WALL FLR | YES | YES | 1.25 | 8.3 | R
NHL | THERMAX LDUTY LD NH | ISOCYANURATE | FACED SINGLE MATERIAL | METAL FOIL | CLG WALL FLR | YES | YES | 1.5 | 9.3 | R
NHL | THERMAX LDUTY LD NH | ISOCYANURATE | FACED SINGLE MATERIAL | METAL FOIL | CLG WALL FLR | YES | YES | 1.55 | 9.6 | R
NHL | THERMAX LDUTY LD NH | ISOCYANURATE | FACED SINGLE MATERIAL | METAL FOIL | CLG WALL FLR | YES | YES | 1.75 | 10.9 | R
NHL | THERMAX LDUTY LD NH | ISOCYANURATE | FACED SINGLE MATERIAL | METAL FOIL | CLG WALL FLR | YES | YES | 2 | 12.1 | R
NHL | THERMAX LDUTY LD NH | ISOCYANURATE | FACED SINGLE MATERIAL | METAL FOIL | CLG WALL FLR | YES | YES | 2.25 | 13.6 | R
NHL | THERMAX LDUTY LD NH | ISOCYANURATE | FACED SINGLE MATERIAL | METAL FOIL | CLG WALL FLR | YES | YES | 2.5 | 15.1 | R
NHL | THERMAX LDUTY LD NH | ISOCYANURATE | FACED SINGLE MATERIAL | METAL FOIL | CLG WALL FLR | YES | YES | 2.65 | 16 | R
NHL | THERMAX LDUTY LD NH | ISOCYANURATE | FACED SINGLE MATERIAL | METAL FOIL | CLG WALL FLR | YES | YES | 2.75 | 16.6 | R
NHL | THERMAX LDUTY LD NH | ISOCYANURATE | FACED SINGLE MATERIAL | METAL FOIL | CLG WALL FLR | YES | YES | 3 | 18.7 | R
NHM | THERMAX MTL BLDG NH | ISOCYANURATE | FACED SINGLE MATERIAL | METAL FOIL | CLG WALL FLR | YES | YES | 0.5 | 3.7 | R
NHM | THERMAX MTL BLDG NH | ISOCYANURATE | FACED SINGLE MATERIAL | METAL FOIL | CLG WALL FLR | YES | YES | 0.75 | 5.6 | R
NHM | THERMAX MTL BLDG NH | ISOCYANURATE | FACED SINGLE MATERIAL | METAL FOIL | CLG WALL FLR | YES | YES | 1 | 6.6 | R
NHM | THERMAX MTL BLDG NH | ISOCYANURATE | FACED SINGLE MATERIAL | METAL FOIL | CLG WALL FLR | YES | YES | 1.25 | 8.3 | R
NHM | THERMAX MTL BLDG NH | ISOCYANURATE | FACED SINGLE MATERIAL | METAL FOIL | CLG WALL FLR | YES | YES | 1.5 | 9.3 | R
NHM | THERMAX MTL BLDG NH | ISOCYANURATE | FACED SINGLE MATERIAL | METAL FOIL | CLG WALL FLR | YES | YES | 1.55 | 9.6 | R
NHM | THERMAX MTL BLDG NH | ISOCYANURATE | FACED SINGLE MATERIAL | METAL FOIL | CLG WALL FLR | YES | YES | 1.75 | 10.9 | R
NHM | THERMAX MTL BLDG NH | ISOCYANURATE | FACED SINGLE MATERIAL | METAL FOIL | CLG WALL FLR | YES | YES | 2 | 12.1 | R
NHM | THERMAX MTL BLDG NH | ISOCYANURATE | FACED SINGLE MATERIAL | METAL FOIL | CLG WALL FLR | YES | YES | 2.25 | 13.6 | R
NHM | THERMAX MTL BLDG NH | ISOCYANURATE | FACED SINGLE MATERIAL | METAL FOIL | CLG WALL FLR | YES | YES | 2.5 | 15.1 | R
NHM | THERMAX MTL BLDG NH | ISOCYANURATE | FACED SINGLE MATERIAL | METAL FOIL | CLG WALL FLR | YES | YES | 2.75 | 16.6 | R
NHM | THERMAX MTL BLDG NH | ISOCYANURATE | FACED SINGLE MATERIAL | METAL FOIL | CLG WALL FLR | YES | YES | 3 | 18.7 | R
NHW | THERMAX WHITE FACE NH | ISOCYANURATE | FACED SINGLE MATERIAL | METAL FOIL | CLG WALL FLR | YES | YES | 0.5 | 3.7 | R
NHW | THERMAX WHITE FACE NH | ISOCYANURATE | FACED SINGLE MATERIAL | METAL FOIL | CLG WALL FLR | YES | YES | 0.75 | 5.6 | R
NHW | THERMAX WHITE FACE NH | ISOCYANURATE | FACED SINGLE MATERIAL | METAL FOIL | CLG WALL FLR | YES | YES | 1 | 6.6 | R
NHW | THERMAX WHITE FACE NH | ISOCYANURATE | FACED SINGLE MATERIAL | METAL FOIL | CLG WALL FLR | YES | YES | 1.25 | 8.3 | R
NHW | THERMAX WHITE FACE NH | ISOCYANURATE | FACED SINGLE MATERIAL | METAL FOIL | CLG WALL FLR | YES | YES | 1.5 | 9.3 | R
NHW | THERMAX WHITE FACE NH | ISOCYANURATE | FACED SINGLE MATERIAL | METAL FOIL | CLG WALL FLR | YES | YES | 1.55 | 9.6 | R
NHW | THERMAX WHITE FACE NH | ISOCYANURATE | FACED SINGLE MATERIAL | METAL FOIL | CLG WALL FLR | YES | YES | 1.75 | 10.9 | R
NHW | THERMAX WHITE FACE NH | ISOCYANURATE | FACED SINGLE MATERIAL | METAL FOIL | CLG WALL FLR | YES | YES | 2 | 12.1 | R
NHW | THERMAX WHITE FACE NH | ISOCYANURATE | FACED SINGLE MATERIAL | METAL FOIL | CLG WALL FLR | YES | YES | 2.25 | 13.6 | R
NHW | THERMAX WHITE FACE NH | ISOCYANURATE | FACED SINGLE MATERIAL | METAL FOIL | CLG WALL FLR | YES | YES | 2.5 | 15.1 | R
NHW | THERMAX WHITE FACE NH | ISOCYANURATE | FACED SINGLE MATERIAL | METAL FOIL | CLG WALL FLR | YES | YES | 2.75 | 16.6 | R
NHW | THERMAX WHITE FACE NH | ISOCYANURATE | FACED SINGLE MATERIAL | METAL FOIL | CLG WALL FLR | YES | YES | 3 | 18.7 | R
STR | SUPER TUFF-R | ISOCYANURATE | FACED SINGLE MATERIAL | METAL FOIL | CLG WALL FLR | NO | YES | 0.5 | 3.3 | R
STR | SUPER TUFF-R | ISOCYANURATE | FACED SINGLE MATERIAL | METAL FOIL | CLG WALL FLR | NO | YES | 0.63 | 4.1 | R
STR | SUPER TUFF-R | ISOCYANURATE | FACED SINGLE MATERIAL | METAL FOIL | CLG WALL FLR | NO | YES | 0.75 | 4.9 | R
STR | SUPER TUFF-R | ISOCYANURATE | FACED SINGLE MATERIAL | METAL FOIL | CLG WALL FLR | NO | YES | 1.38 | 8.8 | R
STR | SUPER TUFF-R | ISOCYANURATE | FACED SINGLE MATERIAL | METAL FOIL | CLG WALL FLR | NO | YES | 1.5 | 9.6 | R
STR | SUPER TUFF-R | ISOCYANURATE | FACED SINGLE MATERIAL | METAL FOIL | CLG WALL FLR | NO | YES | 2 | 12.6 | R
TFR | TUFF-R | ISOCYANURATE | FACED SINGLE MATERIAL | METAL FOIL | CLG WALL FLR | NO | YES | 0.5 | 3.3 | R
TFR | TUFF-R | ISOCYANURATE | FACED SINGLE MATERIAL | METAL FOIL | CLG WALL FLR | NO | YES | 0.63 | 4.1 | R
TFR | TUFF-R | ISOCYANURATE | FACED SINGLE MATERIAL | METAL FOIL | CLG WALL FLR | NO | YES | 0.75 | 4.9 | R
TFR | TUFF-R | ISOCYANURATE | FACED SINGLE MATERIAL | METAL FOIL | CLG WALL FLR | NO | YES | 1 | 6.4 | R
TFR | TUFF-R | ISOCYANURATE | FACED SINGLE MATERIAL | METAL FOIL | CLG WALL FLR | NO | YES | 1.5 | 9.6 | R
TFR | TUFF-R | ISOCYANURATE | FACED SINGLE MATERIAL | METAL FOIL | CLG WALL FLR | NO | YES | 2 | 12.6 | R
TXH | THERMAX HDUTY HD | ISOCYANURATE | FACED SINGLE MATERIAL | METAL FOIL | CLG WALL FLR | YES | YES | 0.5 | 3.4 | R
TXH | THERMAX HDUTY HD | ISOCYANURATE | FACED SINGLE MATERIAL | METAL FOIL | CLG WALL FLR | YES | YES | 0.75 | 5.1 | R
TXH | THERMAX HDUTY HD | ISOCYANURATE | FACED SINGLE MATERIAL | METAL FOIL | CLG WALL FLR | YES | YES | 1 | 7 | R
TXH | THERMAX HDUTY HD | ISOCYANURATE | FACED SINGLE MATERIAL | METAL FOIL | CLG WALL FLR | YES | YES | 1.25 | 8.8 | R
TXH | THERMAX HDUTY HD | ISOCYANURATE | FACED SINGLE MATERIAL | METAL FOIL | CLG WALL FLR | YES | YES | 1.5 | 10.5 | R
TXH | THERMAX HDUTY HD | ISOCYANURATE | FACED SINGLE MATERIAL | METAL FOIL | CLG WALL FLR | YES | YES | 1.55 | 10.9 | R
TXH | THERMAX HDUTY HD | ISOCYANURATE | FACED SINGLE MATERIAL | METAL FOIL | CLG WALL FLR | YES | YES | 1.75 | 12.3 | R
TXH | THERMAX HDUTY HD | ISOCYANURATE | FACED SINGLE MATERIAL | METAL FOIL | CLG WALL FLR | YES | YES | 2 | 13 | R
TXH | THERMAX HDUTY HD | ISOCYANURATE | FACED SINGLE MATERIAL | METAL FOIL | CLG WALL FLR | YES | YES | 2.5 | 16.3 | R
TXH | THERMAX HDUTY HD | ISOCYANURATE | FACED SINGLE MATERIAL | METAL FOIL | CLG WALL FLR | YES | YES | 3 | 18.3 | R
TXH | THERMAX HDUTY HD | ISOCYANURATE | FACED SINGLE MATERIAL | METAL FOIL | CLG WALL FLR | YES | YES | 3.2 | 19.6 | R
TXH | THERMAX HDUTY HD | ISOCYANURATE | FACED SINGLE MATERIAL | METAL FOIL | CLG WALL FLR | YES | YES | 3.25 | 19.9 | R
TXH | THERMAX HDUTY HD | ISOCYANURATE | FACED SINGLE MATERIAL | METAL FOIL | CLG WALL FLR | YES | YES | 3.5 | 21.4 | R
TXH | THERMAX HDUTY HD | ISOCYANURATE | FACED SINGLE MATERIAL | METAL FOIL | CLG WALL FLR | YES | YES | 3.75 | 22.9 | R
TXH | THERMAX HDUTY HD | ISOCYANURATE | FACED SINGLE MATERIAL | METAL FOIL | CLG WALL FLR | YES | YES | 4 | 24.3 | R
TXL | THERMAX LDUTY LD | ISOCYANURATE | FACED SINGLE MATERIAL | METAL FOIL | CLG WALL FLR | YES | YES | 0.5 | 3.4 | R
TXL | THERMAX LDUTY LD | ISOCYANURATE | FACED SINGLE MATERIAL | METAL FOIL | CLG WALL FLR | YES | YES | 0.75 | 5.1 | R
TXL | THERMAX LDUTY LD | ISOCYANURATE | FACED SINGLE MATERIAL | METAL FOIL | CLG WALL FLR | YES | YES | 0.88 | 5.9 | R
TXL | THERMAX LDUTY LD | ISOCYANURATE | FACED SINGLE MATERIAL | METAL FOIL | CLG WALL FLR | YES | YES | 1 | 7 | R
TXL | THERMAX LDUTY LD | ISOCYANURATE | FACED SINGLE MATERIAL | METAL FOIL | CLG WALL FLR | YES | YES | 1.25 | 8.8 | R
TXL | THERMAX LDUTY LD | ISOCYANURATE | FACED SINGLE MATERIAL | METAL FOIL | CLG WALL FLR | YES | YES | 1.5 | 10.5 | R
TXL | THERMAX LDUTY LD | ISOCYANURATE | FACED SINGLE MATERIAL | METAL FOIL | CLG WALL FLR | YES | YES | 1.55 | 10.9 | R
TXL | THERMAX LDUTY LD | ISOCYANURATE | FACED SINGLE MATERIAL | METAL FOIL | CLG WALL FLR | YES | YES | 1.75 | 12.3 | R
TXL | THERMAX LDUTY LD | ISOCYANURATE | FACED SINGLE MATERIAL | METAL FOIL | CLG WALL FLR | YES | YES | 2 | 13 | R
TXL | THERMAX LDUTY LD | ISOCYANURATE | FACED SINGLE MATERIAL | METAL FOIL | CLG WALL FLR | YES | YES | 2.25 | 14.6 | R
TXL | THERMAX LDUTY LD | ISOCYANURATE | FACED SINGLE MATERIAL | METAL FOIL | CLG WALL FLR | YES | YES | 2.5 | 16.3 | R
TXL | THERMAX LDUTY LD | ISOCYANURATE | FACED SINGLE MATERIAL | METAL FOIL | CLG WALL FLR | YES | YES | 2.65 | 17.3 | R
TXL | THERMAX LDUTY LD | ISOCYANURATE | FACED SINGLE MATERIAL | METAL FOIL | CLG WALL FLR | YES | YES | 2.75 | 17.9 | R
TXL | THERMAX LDUTY LD | ISOCYANURATE | FACED SINGLE MATERIAL | METAL FOIL | CLG WALL FLR | YES | YES | 3 | 18.3 | R
TXL | THERMAX LDUTY LD | ISOCYANURATE | FACED SINGLE MATERIAL | METAL FOIL | CLG WALL FLR | YES | YES | 3.25 | 19.9 | R
TXL | THERMAX LDUTY LD | ISOCYANURATE | FACED SINGLE MATERIAL | METAL FOIL | CLG WALL FLR | YES | YES | 3.5 | 21.4 | R
TXL | THERMAX LDUTY LD | ISOCYANURATE | FACED SINGLE MATERIAL | METAL FOIL | CLG WALL FLR | YES | YES | 3.75 | 22.9 | R
TXL | THERMAX LDUTY LD | ISOCYANURATE | FACED SINGLE MATERIAL | METAL FOIL | CLG WALL FLR | YES | YES | 4 | 24.3 | R
TXM | THERMAX MTL BLDG | ISOCYANURATE | FACED SINGLE MATERIAL | METAL FOIL | CLG WALL FLR | YES | YES | 0.5 | 3.4 | R
TXM | THERMAX MTL BLDG | ISOCYANURATE | FACED SINGLE MATERIAL | METAL FOIL | CLG WALL FLR | YES | YES | 0.75 | 5.1 | R
TXM | THERMAX MTL BLDG | ISOCYANURATE | FACED SINGLE MATERIAL | METAL FOIL | CLG WALL FLR | YES | YES | 1 | 7 | R
TXM | THERMAX MTL BLDG | ISOCYANURATE | FACED SINGLE MATERIAL | METAL FOIL | CLG WALL FLR | YES | YES | 1.25 | 8.8 | R
TXM | THERMAX MTL BLDG | ISOCYANURATE | FACED SINGLE MATERIAL | METAL FOIL | CLG WALL FLR | YES | YES | 1.5 | 10.5 | R
TXM | THERMAX MTL BLDG | ISOCYANURATE | FACED SINGLE MATERIAL | METAL FOIL | CLG WALL FLR | YES | YES | 1.55 | 10.9 | R
TXM | THERMAX MTL BLDG | ISOCYANURATE | FACED SINGLE MATERIAL | METAL FOIL | CLG WALL FLR | YES | YES | 1.75 | 12.3 | R
TXM | THERMAX MTL BLDG | ISOCYANURATE | FACED SINGLE MATERIAL | METAL FOIL | CLG WALL FLR | YES | YES | 2 | 13 | R
TXM | THERMAX MTL BLDG | ISOCYANURATE | FACED SINGLE MATERIAL | METAL FOIL | CLG WALL FLR | YES | YES | 2.25 | 14.6 | R
TXM | THERMAX MTL BLDG | ISOCYANURATE | FACED SINGLE MATERIAL | METAL FOIL | CLG WALL FLR | YES | YES | 2.5 | 16.3 | R
TXM | THERMAX MTL BLDG | ISOCYANURATE | FACED SINGLE MATERIAL | METAL FOIL | CLG WALL FLR | YES | YES | 2.63 | 17.1 | R
TXM | THERMAX MTL BLDG | ISOCYANURATE | FACED SINGLE MATERIAL | METAL FOIL | CLG WALL FLR | YES | YES | 2.75 | 17.9 | R
TXM | THERMAX MTL BLDG | ISOCYANURATE | FACED SINGLE MATERIAL | METAL FOIL | CLG WALL FLR | YES | YES | 3 | 18.3 | R
TXM | THERMAX MTL BLDG | ISOCYANURATE | FACED SINGLE MATERIAL | METAL FOIL | CLG WALL FLR | YES | YES | 3.25 | 19.9 | R
TXM | THERMAX MTL BLDG | ISOCYANURATE | FACED SINGLE MATERIAL | METAL FOIL | CLG WALL FLR | YES | YES | 3.5 | 21.4 | R
TXM | THERMAX MTL BLDG | ISOCYANURATE | FACED SINGLE MATERIAL | METAL FOIL | CLG WALL FLR | YES | YES | 3.75 | 22.9 | R
TXM | THERMAX MTL BLDG | ISOCYANURATE | FACED SINGLE MATERIAL | METAL FOIL | CLG WALL FLR | YES | YES | 4 | 24.3 | R
TXS | THERMAX (CI) | ISOCYANURATE | FACED SINGLE MATERIAL | METAL FOIL | CLG WALL FLR | YES | YES | 0.5 | 3.4 | R
TXS | THERMAX (CI) | ISOCYANURATE | FACED SINGLE MATERIAL | METAL FOIL | CLG WALL FLR | YES | YES | 0.63 | 4.2 | R
TXS | THERMAX (CI) | ISOCYANURATE | FACED SINGLE MATERIAL | METAL FOIL | CLG WALL FLR | YES | YES | 0.75 | 5.1 | R
TXS | THERMAX (CI) | ISOCYANURATE | FACED SINGLE MATERIAL | METAL FOIL | CLG WALL FLR | YES | YES | 1 | 7 | R
TXS | THERMAX (CI) | ISOCYANURATE | FACED SINGLE MATERIAL | METAL FOIL | CLG WALL FLR | YES | YES | 1.25 | 8.8 | R
TXS | THERMAX (CI) | ISOCYANURATE | FACED SINGLE MATERIAL | METAL FOIL | CLG WALL FLR | YES | YES | 1.38 | 9.7 | R
TXS | THERMAX (CI) | ISOCYANURATE | FACED SINGLE MATERIAL | METAL FOIL | CLG WALL FLR | YES | YES | 1.5 | 10.5 | R
TXS | THERMAX (CI) | ISOCYANURATE | FACED SINGLE MATERIAL | METAL FOIL | CLG WALL FLR | YES | YES | 1.55 | 10.9 | R
TXS | THERMAX (CI) | ISOCYANURATE | FACED SINGLE MATERIAL | METAL FOIL | CLG WALL FLR | YES | YES | 1.75 | 12.3 | R
TXS | THERMAX (CI) | ISOCYANURATE | FACED SINGLE MATERIAL | METAL FOIL | CLG WALL FLR | YES | YES | 2 | 13 | R
TXS | THERMAX (CI) | ISOCYANURATE | FACED SINGLE MATERIAL | METAL FOIL | CLG WALL FLR | YES | YES | 2.25 | 14.6 | R
TXS | THERMAX (CI) | ISOCYANURATE | FACED SINGLE MATERIAL | METAL FOIL | CLG WALL FLR | YES | YES | 2.5 | 16.3 | R
TXS | THERMAX (CI) | ISOCYANURATE | FACED SINGLE MATERIAL | METAL FOIL | CLG WALL FLR | YES | YES | 2.75 | 17.9 | R
TXS | THERMAX (CI) | ISOCYANURATE | FACED SINGLE MATERIAL | METAL FOIL | CLG WALL FLR | YES | YES | 3 | 18.3 | R
TXS | THERMAX (CI) | ISOCYANURATE | FACED SINGLE MATERIAL | METAL FOIL | CLG WALL FLR | YES | YES | 3.25 | 19.9 | R
TXS | THERMAX (CI) | ISOCYANURATE | FACED SINGLE MATERIAL | METAL FOIL | CLG WALL FLR | YES | YES | 3.5 | 21.4 | R
TXS | THERMAX (CI) | ISOCYANURATE | FACED SINGLE MATERIAL | METAL FOIL | CLG WALL FLR | YES | YES | 3.75 | 22.9 | R
TXS | THERMAX (CI) | ISOCYANURATE | FACED SINGLE MATERIAL | METAL FOIL | CLG WALL FLR | YES | YES | 4 | 24.3 | R
TXS | THERMAX SHEATH | ISOCYANURATE | FACED SINGLE MATERIAL | METAL FOIL | CLG WALL FLR | YES | YES | 0.5 | 3.4 | R
TXS | THERMAX SHEATH | ISOCYANURATE | FACED SINGLE MATERIAL | METAL FOIL | CLG WALL FLR | YES | YES | 0.63 | 4.2 | R
TXS | THERMAX SHEATH | ISOCYANURATE | FACED SINGLE MATERIAL | METAL FOIL | CLG WALL FLR | YES | YES | 0.75 | 5.1 | R
TXS | THERMAX SHEATH | ISOCYANURATE | FACED SINGLE MATERIAL | METAL FOIL | CLG WALL FLR | YES | YES | 0.88 | 5.9 | R
TXS | THERMAX SHEATH | ISOCYANURATE | FACED SINGLE MATERIAL | METAL FOIL | CLG WALL FLR | YES | YES | 1 | 7 | R
TXS | THERMAX SHEATH | ISOCYANURATE | FACED SINGLE MATERIAL | METAL FOIL | CLG WALL FLR | YES | YES | 1.25 | 8.8 | R
TXS | THERMAX SHEATH | ISOCYANURATE | FACED SINGLE MATERIAL | METAL FOIL | CLG WALL FLR | YES | YES | 1.38 | 9.7 | R
TXS | THERMAX SHEATH | ISOCYANURATE | FACED SINGLE MATERIAL | METAL FOIL | CLG WALL FLR | YES | YES | 1.5 | 10.5 | R
TXS | THERMAX SHEATH | ISOCYANURATE | FACED SINGLE MATERIAL | METAL FOIL | CLG WALL FLR | YES | YES | 1.55 | 10.9 | R
TXS | THERMAX SHEATH | ISOCYANURATE | FACED SINGLE MATERIAL | METAL FOIL | CLG WALL FLR | YES | YES | 1.75 | 12.3 | R
TXS | THERMAX SHEATH | ISOCYANURATE | FACED SINGLE MATERIAL | METAL FOIL | CLG WALL FLR | YES | YES | 2 | 13 | R
TXS | THERMAX SHEATH | ISOCYANURATE | FACED SINGLE MATERIAL | METAL FOIL | CLG WALL FLR | YES | YES | 2.25 | 14.6 | R
TXS | THERMAX SHEATH | ISOCYANURATE | FACED SINGLE MATERIAL | METAL FOIL | CLG WALL FLR | YES | YES | 2.38 | 15.5 | R
TXS | THERMAX SHEATH | ISOCYANURATE | FACED SINGLE MATERIAL | METAL FOIL | CLG WALL FLR | YES | YES | 2.5 | 16.3 | R
TXS | THERMAX SHEATH | ISOCYANURATE | FACED SINGLE MATERIAL | METAL FOIL | CLG WALL FLR | YES | YES | 2.63 | 17.1 | R
TXS | THERMAX SHEATH | ISOCYANURATE | FACED SINGLE MATERIAL | METAL FOIL | CLG WALL FLR | YES | YES | 2.75 | 17.9 | R
TXS | THERMAX SHEATH | ISOCYANURATE | FACED SINGLE MATERIAL | METAL FOIL | CLG WALL FLR | YES | YES | 2.88 | 18.7 | R
TXS | THERMAX SHEATH | ISOCYANURATE | FACED SINGLE MATERIAL | METAL FOIL | CLG WALL FLR | YES | YES | 3 | 18.3 | R
TXS | THERMAX SHEATH | ISOCYANURATE | FACED SINGLE MATERIAL | METAL FOIL | CLG WALL FLR | YES | YES | 3.25 | 19.9 | R
TXS | THERMAX SHEATH | ISOCYANURATE | FACED SINGLE MATERIAL | METAL FOIL | CLG WALL FLR | YES | YES | 3.5 | 21.4 | R
TXS | THERMAX SHEATH | ISOCYANURATE | FACED SINGLE MATERIAL | METAL FOIL | CLG WALL FLR | YES | YES | 3.75 | 22.9 | R
TXS | THERMAX SHEATH | ISOCYANURATE | FACED SINGLE MATERIAL | METAL FOIL | CLG WALL FLR | YES | YES | 4 | 24.3 | R
TXS | THERMAX XARMOR (CI) | ISOCYANURATE | FACED SINGLE MATERIAL | METAL FOIL | CLG WALL FLR | YES | YES | 0.5 | 3.4 | R
TXS | THERMAX XARMOR (CI) | ISOCYANURATE | FACED SINGLE MATERIAL | METAL FOIL | CLG WALL FLR | YES | YES | 0.63 | 4.2 | R
TXS | THERMAX XARMOR (CI) | ISOCYANURATE | FACED SINGLE MATERIAL | METAL FOIL | CLG WALL FLR | YES | YES | 0.75 | 5.1 | R
TXS | THERMAX XARMOR (CI) | ISOCYANURATE | FACED SINGLE MATERIAL | METAL FOIL | CLG WALL FLR | YES | YES | 1 | 7 | R
TXS | THERMAX XARMOR (CI) | ISOCYANURATE | FACED SINGLE MATERIAL | METAL FOIL | CLG WALL FLR | YES | YES | 1.25 | 8.8 | R
TXS | THERMAX XARMOR (CI) | ISOCYANURATE | FACED SINGLE MATERIAL | METAL FOIL | CLG WALL FLR | YES | YES | 1.5 | 10.5 | R
TXS | THERMAX XARMOR (CI) | ISOCYANURATE | FACED SINGLE MATERIAL | METAL FOIL | CLG WALL FLR | YES | YES | 1.55 | 10.9 | R
TXS | THERMAX XARMOR (CI) | ISOCYANURATE | FACED SINGLE MATERIAL | METAL FOIL | CLG WALL FLR | YES | YES | 1.75 | 12.3 | R
TXS | THERMAX XARMOR (CI) | ISOCYANURATE | FACED SINGLE MATERIAL | METAL FOIL | CLG WALL FLR | YES | YES | 2 | 13 | R
TXS | THERMAX XARMOR (CI) | ISOCYANURATE | FACED SINGLE MATERIAL | METAL FOIL | CLG WALL FLR | YES | YES | 2.25 | 14.6 | R
TXS | THERMAX XARMOR (CI) | ISOCYANURATE | FACED SINGLE MATERIAL | METAL FOIL | CLG WALL FLR | YES | YES | 2.5 | 16.3 | R
TXS | THERMAX XARMOR (CI) | ISOCYANURATE | FACED SINGLE MATERIAL | METAL FOIL | CLG WALL FLR | YES | YES | 2.75 | 17.9 | R
TXS | THERMAX XARMOR (CI) | ISOCYANURATE | FACED SINGLE MATERIAL | METAL FOIL | CLG WALL FLR | YES | YES | 3 | 18.3 | R
TXS | THERMAX XARMOR (CI) | ISOCYANURATE | FACED SINGLE MATERIAL | METAL FOIL | CLG WALL FLR | YES | YES | 3.25 | 19.9 | R
TXS | THERMAX XARMOR (CI) | ISOCYANURATE | FACED SINGLE MATERIAL | METAL FOIL | CLG WALL FLR | YES | YES | 3.5 | 21.4 | R
TXS | THERMAX XARMOR (CI) | ISOCYANURATE | FACED SINGLE MATERIAL | METAL FOIL | CLG WALL FLR | YES | YES | 3.75 | 22.9 | R
TXS | THERMAX XARMOR (CI) | ISOCYANURATE | FACED SINGLE MATERIAL | METAL FOIL | CLG WALL FLR | YES | YES | 4 | 24.3 | R
TXW | THERMAX WHITE FACE | ISOCYANURATE | FACED SINGLE MATERIAL | METAL FOIL | CLG WALL FLR | YES | YES | 0.5 | 3.4 | R
TXW | THERMAX WHITE FACE | ISOCYANURATE | FACED SINGLE MATERIAL | METAL FOIL | CLG WALL FLR | YES | YES | 0.75 | 5.1 | R
TXW | THERMAX WHITE FACE | ISOCYANURATE | FACED SINGLE MATERIAL | METAL FOIL | CLG WALL FLR | YES | YES | 1 | 7 | R
TXW | THERMAX WHITE FACE | ISOCYANURATE | FACED SINGLE MATERIAL | METAL FOIL | CLG WALL FLR | YES | YES | 1.25 | 8.8 | R
TXW | THERMAX WHITE FACE | ISOCYANURATE | FACED SINGLE MATERIAL | METAL FOIL | CLG WALL FLR | YES | YES | 1.5 | 10.5 | R
TXW | THERMAX WHITE FACE | ISOCYANURATE | FACED SINGLE MATERIAL | METAL FOIL | CLG WALL FLR | YES | YES | 1.55 | 10.9 | R
TXW | THERMAX WHITE FACE | ISOCYANURATE | FACED SINGLE MATERIAL | METAL FOIL | CLG WALL FLR | YES | YES | 1.75 | 12.3 | R
TXW | THERMAX WHITE FACE | ISOCYANURATE | FACED SINGLE MATERIAL | METAL FOIL | CLG WALL FLR | YES | YES | 2 | 13 | R
TXW | THERMAX WHITE FACE | ISOCYANURATE | FACED SINGLE MATERIAL | METAL FOIL | CLG WALL FLR | YES | YES | 2.25 | 14.6 | R
TXW | THERMAX WHITE FACE | ISOCYANURATE | FACED SINGLE MATERIAL | METAL FOIL | CLG WALL FLR | YES | YES | 2.5 | 16.3 | R
TXW | THERMAX WHITE FACE | ISOCYANURATE | FACED SINGLE MATERIAL | METAL FOIL | CLG WALL FLR | YES | YES | 2.75 | 17.9 | R
TXW | THERMAX WHITE FACE | ISOCYANURATE | FACED SINGLE MATERIAL | METAL FOIL | CLG WALL FLR | YES | YES | 3 | 18.3 | R
TXW | THERMAX WHITE FACE | ISOCYANURATE | FACED SINGLE MATERIAL | METAL FOIL | CLG WALL FLR | YES | YES | 3.25 | 19.9 | R
TXW | THERMAX WHITE FACE | ISOCYANURATE | FACED SINGLE MATERIAL | METAL FOIL | CLG WALL FLR | YES | YES | 3.5 | 21.4 | R
TXW | THERMAX WHITE FACE | ISOCYANURATE | FACED SINGLE MATERIAL | METAL FOIL | CLG WALL FLR | YES | YES | 3.75 | 22.9 | R
TXW | THERMAX WHITE FACE | ISOCYANURATE | FACED SINGLE MATERIAL | METAL FOIL | CLG WALL FLR | YES | YES | 4 | 24.3 | R
* DESCRIPTION OF BRAND CODES:
| ISC = ISOCAST R | NHW = THERMAX WHITE FACE NH |  | TXM = THERMAX METAL BLDG
| NHB = THERMAX BASIC NH | STR = SUPER TUFF-R |  | TXS = THERMAX SHEATH
| NHH = THERMAX HDUTY HD NH | TFR = TUFF-R |  | TXW = THERMAX WHITE FACE
| NHL = THERMAX LDUTY LD NH | TXH = THERMAX HEAVY DUTY
| NHM = THERMAX MTL BLDG NH | TXL = THERMAX LIGHT DUTY
GAF Materials Corp - T 1454 |  |  |  | Updated 11/15/2024
EG | 4710 | ISOCYANURATE | FACED SINGLE MATERIAL | PAPER | ROOF DECK | NO | NO | 1 | 5.7 | R
EG | 4711 | ISOCYANURATE | FACED SINGLE MATERIAL | PAPER | ROOF DECK | NO | NO | 1.1 | 6.1 | R
EG | 4712 | ISOCYANURATE | FACED SINGLE MATERIAL | PAPER | ROOF DECK | NO | NO | 1.2 | 6.7 | R
EG | 4713 | ISOCYANURATE | FACED SINGLE MATERIAL | PAPER | ROOF DECK | NO | NO | 1.3 | 7.3 | R
EG | 47135 | ISOCYANURATE | FACED SINGLE MATERIAL | PAPER | ROOF DECK | NO | NO | 1.35 | 7.6 | R
EG | 4714 | ISOCYANURATE | FACED SINGLE MATERIAL | PAPER | ROOF DECK | NO | NO | 1.4 | 7.9 | R
EG | 4715 | ISOCYANURATE | FACED SINGLE MATERIAL | PAPER | ROOF DECK | NO | NO | 1.5 | 8.6 | R
EG | 4716 | ISOCYANURATE | FACED SINGLE MATERIAL | PAPER | ROOF DECK | NO | NO | 1.6 | 9.1 | R
EG | 4717 | ISOCYANURATE | FACED SINGLE MATERIAL | PAPER | ROOF DECK | NO | NO | 1.7 | 9.7 | R
EG | 4718 | ISOCYANURATE | FACED SINGLE MATERIAL | PAPER | ROOF DECK | NO | NO | 1.8 | 10.3 | R
EG | 4719 | ISOCYANURATE | FACED SINGLE MATERIAL | PAPER | ROOF DECK | NO | NO | 1.9 | 10.8 | R
EG | 4720 | ISOCYANURATE | FACED SINGLE MATERIAL | PAPER | ROOF DECK | NO | NO | 2 | 11.4 | R
EG | 4721 | ISOCYANURATE | FACED SINGLE MATERIAL | PAPER | ROOF DECK | NO | NO | 2.1 | 12 | R
EG | 4722 | ISOCYANURATE | FACED SINGLE MATERIAL | PAPER | ROOF DECK | NO | NO | 2.2 | 12.6 | R
EG | 4723 | ISOCYANURATE | FACED SINGLE MATERIAL | PAPER | ROOF DECK | NO | NO | 2.3 | 13.2 | R
EG | 4724 | ISOCYANURATE | FACED SINGLE MATERIAL | PAPER | ROOF DECK | NO | NO | 2.4 | 13.8 | R
EG | 4725 | ISOCYANURATE | FACED SINGLE MATERIAL | PAPER | ROOF DECK | NO | NO | 2.5 | 14.4 | R
EG | 4726 | ISOCYANURATE | FACED SINGLE MATERIAL | PAPER | ROOF DECK | NO | NO | 2.6 | 15 | R
EG | 4727 | ISOCYANURATE | FACED SINGLE MATERIAL | PAPER | ROOF DECK | NO | NO | 2.7 | 15.6 | R
EG | 47275 | ISOCYANURATE | FACED SINGLE MATERIAL | PAPER | ROOF DECK | NO | NO | 2.75 | 16 | R
EG | 4728 | ISOCYANURATE | FACED SINGLE MATERIAL | PAPER | ROOF DECK | NO | NO | 2.8 | 16.2 | R
EG | 4729 | ISOCYANURATE | FACED SINGLE MATERIAL | PAPER | ROOF DECK | NO | NO | 2.9 | 16.8 | R
EG | 4730 | ISOCYANURATE | FACED SINGLE MATERIAL | PAPER | ROOF DECK | NO | NO | 3 | 17.4 | R
EG | 4731 | ISOCYANURATE | FACED SINGLE MATERIAL | PAPER | ROOF DECK | NO | NO | 3.1 | 18 | R
EG | 4733 | ISOCYANURATE | FACED SINGLE MATERIAL | PAPER | ROOF DECK | NO | NO | 3.3 | 19.2 | R
EG | 4734 | ISOCYANURATE | FACED SINGLE MATERIAL | PAPER | ROOF DECK | NO | NO | 3.4 | 19.9 | R
EG | 4735 | ISOCYANURATE | FACED SINGLE MATERIAL | PAPER | ROOF DECK | NO | NO | 3.5 | 20.5 | R
EG | 4736 | ISOCYANURATE | FACED SINGLE MATERIAL | PAPER | ROOF DECK | NO | NO | 3.6 | 21.1 | R
EG | 4737 | ISOCYANURATE | FACED SINGLE MATERIAL | PAPER | ROOF DECK | NO | NO | 3.7 | 21.7 | R
EG | 473A | ISOCYANURATE | FACED SINGLE MATERIAL | PAPER | ROOF DECK | NO | NO | 3.75 | 22 | R
EG | 4738 | ISOCYANURATE | FACED SINGLE MATERIAL | PAPER | ROOF DECK | NO | NO | 3.8 | 22.3 | R
EG | 4739 | ISOCYANURATE | FACED SINGLE MATERIAL | PAPER | ROOF DECK | NO | NO | 3.9 | 23 | R
EG | 4740 | ISOCYANURATE | FACED SINGLE MATERIAL | PAPER | ROOF DECK | NO | NO | 4 | 23.6 | R
EG | 4741 | ISOCYANURATE | FACED SINGLE MATERIAL | PAPER | ROOF DECK | NO | NO | 4.1 | 24.2 | R
EG | 4742 | ISOCYANURATE | FACED SINGLE MATERIAL | PAPER | ROOF DECK | NO | NO | 4.2 | 24.8 | R
EG | 4743 | ISOCYANURATE | FACED SINGLE MATERIAL | PAPER | ROOF DECK | NO | NO | 4.3 | 25.3 | R
EG | 4744 | ISOCYANURATE | FACED SINGLE MATERIAL | PAPER | ROOF DECK | NO | NO | 4.4 | 25.9 | R
EG | 4745 | ISOCYANURATE | FACED SINGLE MATERIAL | PAPER | ROOF DECK | NO | NO | 4.5 | 26.5 | R
EG | 4746 | ISOCYANURATE | FACED SINGLE MATERIAL | PAPER | ROOF DECK | NO | NO | 4.6 | 27.1 | R
EG | 47A0 | ISOCYANURATE | FACED SINGLE MATERIAL | PAPER | ROOF DECK | NO | NO | 1 | 5.7 | R
EG | 47A1 | ISOCYANURATE | FACED SINGLE MATERIAL | PAPER | ROOF DECK | NO | NO | 1.1 | 6.1 | R
EG | 47A2 | ISOCYANURATE | FACED SINGLE MATERIAL | PAPER | ROOF DECK | NO | NO | 1.2 | 6.7 | R
EG | 47A3 | ISOCYANURATE | FACED SINGLE MATERIAL | PAPER | ROOF DECK | NO | NO | 1.3 | 7.3 | R
EG | 47A4 | ISOCYANURATE | FACED SINGLE MATERIAL | PAPER | ROOF DECK | NO | NO | 1.4 | 7.9 | R
EG | 47A5 | ISOCYANURATE | FACED SINGLE MATERIAL | PAPER | ROOF DECK | NO | NO | 1.5 | 8.6 | R
EG | 47A6 | ISOCYANURATE | FACED SINGLE MATERIAL | PAPER | ROOF DECK | NO | NO | 1.6 | 9.1 | R
EG | 47A7 | ISOCYANURATE | FACED SINGLE MATERIAL | PAPER | ROOF DECK | NO | NO | 1.7 | 9.7 | R
EG | 47A8 | ISOCYANURATE | FACED SINGLE MATERIAL | PAPER | ROOF DECK | NO | NO | 1.8 | 10.3 | R
EG | 47A9 | ISOCYANURATE | FACED SINGLE MATERIAL | PAPER | ROOF DECK | NO | NO | 1.9 | 10.9 | R
EG | 47B0 | ISOCYANURATE | FACED SINGLE MATERIAL | PAPER | ROOF DECK | NO | NO | 2 | 11.4 | R
EG | 47B1 | ISOCYANURATE | FACED SINGLE MATERIAL | PAPER | ROOF DECK | NO | NO | 2.1 | 12 | R
EG | 47B2 | ISOCYANURATE | FACED SINGLE MATERIAL | PAPER | ROOF DECK | NO | NO | 2.2 | 12.6 | R
EG | 47B3 | ISOCYANURATE | FACED SINGLE MATERIAL | PAPER | ROOF DECK | NO | NO | 2.3 | 13.2 | R
EG | 47B4 | ISOCYANURATE | FACED SINGLE MATERIAL | PAPER | ROOF DECK | NO | NO | 2.4 | 13.8 | R
EG | 47B5 | ISOCYANURATE | FACED SINGLE MATERIAL | PAPER | ROOF DECK | NO | NO | 2.5 | 14.4 | R
EG | 47B6 | ISOCYANURATE | FACED SINGLE MATERIAL | PAPER | ROOF DECK | NO | NO | 2.6 | 15 | R
EG | 47B7 | ISOCYANURATE | FACED SINGLE MATERIAL | PAPER | ROOF DECK | NO | NO | 2.7 | 15.6 | R
EG | 47B75 | ISOCYANURATE | FACED SINGLE MATERIAL | PAPER | ROOF DECK | NO | NO | 2.75 | 16 | R
EG | 47B8 | ISOCYANURATE | FACED SINGLE MATERIAL | PAPER | ROOF DECK | NO | NO | 2.8 | 16.2 | R
EG | 47B9 | ISOCYANURATE | FACED SINGLE MATERIAL | PAPER | ROOF DECK | NO | NO | 2.9 | 16.8 | R
EG | 47C0 | ISOCYANURATE | FACED SINGLE MATERIAL | PAPER | ROOF DECK | NO | NO | 3 | 17.4 | R
EG | 47C1 | ISOCYANURATE | FACED SINGLE MATERIAL | PAPER | ROOF DECK | NO | NO | 3.1 | 18 | R
EG | 47C2 | ISOCYANURATE | FACED SINGLE MATERIAL | PAPER | ROOF DECK | NO | NO | 3.2 | 18.7 | R
EG | 47C3 | ISOCYANURATE | FACED SINGLE MATERIAL | PAPER | ROOF DECK | NO | NO | 3.3 | 19.2 | R
EG | 47C4 | ISOCYANURATE | FACED SINGLE MATERIAL | PAPER | ROOF DECK | NO | NO | 3.4 | 19.9 | R
EG | 47C5 | ISOCYANURATE | FACED SINGLE MATERIAL | PAPER | ROOF DECK | NO | NO | 3.5 | 20.5 | R
EG | 47C6 | ISOCYANURATE | FACED SINGLE MATERIAL | PAPER | ROOF DECK | NO | NO | 3.6 | 21.1 | R
EG | 47D0 | ISOCYANURATE | FACED SINGLE MATERIAL | PAPER | ROOF DECK | NO | NO | 4 | 23.6 | R
EG | 47D1 | ISOCYANURATE | FACED SINGLE MATERIAL | PAPER | ROOF DECK | NO | NO | 4.1 | 24.2 | R
EG | 47D2 | ISOCYANURATE | FACED SINGLE MATERIAL | PAPER | ROOF DECK | NO | NO | 4.2 | 24.8 | R
EG | 47D3 | ISOCYANURATE | FACED SINGLE MATERIAL | PAPER | ROOF DECK | NO | NO | 4.3 | 25.3 | R
EG | 47D4 | ISOCYANURATE | FACED SINGLE MATERIAL | PAPER | ROOF DECK | NO | NO | 4.4 | 25.9 | R
EG | 47D45 | ISOCYANURATE | FACED SINGLE MATERIAL | PAPER | ROOF DECK | NO | NO | 4.5 | 26.5 | R
EG | 47D46 | ISOCYANURATE | FACED SINGLE MATERIAL | PAPER | ROOF DECK | NO | NO | 4.6 | 27.1 | R
EG | 47D5 | ISOCYANURATE | FACED SINGLE MATERIAL | PAPER | ROOF DECK | NO | NO | 1.75 | 10 | R
EG | 47D6 | ISOCYANURATE | FACED SINGLE MATERIAL | PAPER | ROOF DECK | NO | NO | 1.75 | 10 | R
EG | 47D7 | ISOCYANURATE | FACED SINGLE MATERIAL | PAPER | ROOF DECK | NO | NO | 3.25 | 18.9 | R
EG | 47D8 | ISOCYANURATE | FACED SINGLE MATERIAL | PAPER | ROOF DECK | NO | NO | 3.25 | 18.9 | R
EG | 47D9 | ISOCYANURATE | FACED SINGLE MATERIAL | PAPER | ROOF DECK | NO | NO | 3.75 | 22 | R
EG | 47D10 | ISOCYANURATE | FACED SINGLE MATERIAL | PAPER | ROOF DECK | NO | NO | 1.25 | 7 | R
EG | 47D11 | ISOCYANURATE | FACED SINGLE MATERIAL | PAPER | ROOF DECK | NO | NO | 1.25 | 7 | R
EG | 47D45 | ISOCYANURATE | FACED SINGLE MATERIAL | PAPER | ROOF DECK | NO | NO | 4.5 | 26.6 | R
EG | 47E0 | ISOCYANURATE | FACED SINGLE MATERIAL | PAPER | ROOF DECK | NO | NO | 2.25 | 13 | R
EG | 47F8 | ISOCYANURATE | FACED SINGLE MATERIAL | PAPER | ROOF DECK | NO | NO | 2.25 | 13 | R
EGH | 47H1 | ISOCYANURATE | FACED SINGLE MATERIAL | PAPER | ROOF DECK | NO | NO | 0.5 | 2.5 | R
EGH | 47H2 | ISOCYANURATE | FACED SINGLE MATERIAL | PAPER | ROOF DECK | NO | NO | 0.5 | 2.5 | R
EGP | 47H3 | ISOCYANURATE | FACED SINGLE MATERIAL | PAPER | ROOF DECK | NO | NO | 0.5 | 2.5 | R
EGP | 47H4 | ISOCYANURATE | FACED SINGLE MATERIAL | PAPER | ROOF DECK | NO | NO | 0.5 | 2.5 | R
EGU | 4A31 | ISOCYANURATE | FACED SINGLE MATERIAL | PAPER | ROOF DECK | NO | NO | 0.5 | 2.9 | R
EGU | 4A00 | ISOCYANURATE | FACED SINGLE MATERIAL | PAPER | ROOF DECK | NO | NO | 1 | 5.7 | R
EGU | 4A01 | ISOCYANURATE | FACED SINGLE MATERIAL | PAPER | ROOF DECK | NO | NO | 1.1 | 6.2 | R
EGU | 4A02 | ISOCYANURATE | FACED SINGLE MATERIAL | PAPER | ROOF DECK | NO | NO | 1.2 | 6.8 | R
EGU | 4A03 | ISOCYANURATE | FACED SINGLE MATERIAL | PAPER | ROOF DECK | NO | NO | 1.3 | 7.3 | R
EGU | 4A04 | ISOCYANURATE | FACED SINGLE MATERIAL | PAPER | ROOF DECK | NO | NO | 1.4 | 7.9 | R
EGU | 4A05 | ISOCYANURATE | FACED SINGLE MATERIAL | PAPER | ROOF DECK | NO | NO | 1.5 | 8.6 | R
EGU | 4A06 | ISOCYANURATE | FACED SINGLE MATERIAL | PAPER | ROOF DECK | NO | NO | 1.6 | 9.1 | R
EGU | 4A07 | ISOCYANURATE | FACED SINGLE MATERIAL | PAPER | ROOF DECK | NO | NO | 1.7 | 9.8 | R
EGU | 4A82 | ISOCYANURATE | FACED SINGLE MATERIAL | PAPER | ROOF DECK | NO | NO | 1.75 | 10 | R
EGU | 4A08 | ISOCYANURATE | FACED SINGLE MATERIAL | PAPER | ROOF DECK | NO | NO | 1.8 | 10.3 | R
EGU | 4A09 | ISOCYANURATE | FACED SINGLE MATERIAL | PAPER | ROOF DECK | NO | NO | 1.9 | 10.9 | R
EGU | 4A10 | ISOCYANURATE | FACED SINGLE MATERIAL | PAPER | ROOF DECK | NO | NO | 2 | 11.4 | R
EGU | 4A11 | ISOCYANURATE | FACED SINGLE MATERIAL | PAPER | ROOF DECK | NO | NO | 2.1 | 12.1 | R
EGU | 4A12 | ISOCYANURATE | FACED SINGLE MATERIAL | PAPER | ROOF DECK | NO | NO | 2.2 | 12.7 | R
EGU | 4A13 | ISOCYANURATE | FACED SINGLE MATERIAL | PAPER | ROOF DECK | NO | NO | 2.3 | 13.3 | R
EGU | 4A14 | ISOCYANURATE | FACED SINGLE MATERIAL | PAPER | ROOF DECK | NO | NO | 2.4 | 13.9 | R
EGU | 4A15 | ISOCYANURATE | FACED SINGLE MATERIAL | PAPER | ROOF DECK | NO | NO | 2.5 | 14.4 | R
EGU | 4A16 | ISOCYANURATE | FACED SINGLE MATERIAL | PAPER | ROOF DECK | NO | NO | 2.6 | 15 | R
EGU | 4A17 | ISOCYANURATE | FACED SINGLE MATERIAL | PAPER | ROOF DECK | NO | NO | 2.7 | 15.7 | R
EGU | 4A18 | ISOCYANURATE | FACED SINGLE MATERIAL | PAPER | ROOF DECK | NO | NO | 2.8 | 16.3 | R
EGU | 4A19 | ISOCYANURATE | FACED SINGLE MATERIAL | PAPER | ROOF DECK | NO | NO | 2.9 | 16.9 | R
EGU | 4A20 | ISOCYANURATE | FACED SINGLE MATERIAL | PAPER | ROOF DECK | NO | NO | 3 | 17.4 | R
EGU | 4A21 | ISOCYANURATE | FACED SINGLE MATERIAL | PAPER | ROOF DECK | NO | NO | 3.1 | 18.1 | R
EGU | 4A22 | ISOCYANURATE | FACED SINGLE MATERIAL | PAPER | ROOF DECK | NO | NO | 3.2 | 18.7 | R
EGU | 4A23 | ISOCYANURATE | FACED SINGLE MATERIAL | PAPER | ROOF DECK | NO | NO | 3.3 | 19.2 | R
EGU | 4A24 | ISOCYANURATE | FACED SINGLE MATERIAL | PAPER | ROOF DECK | NO | NO | 3.4 | 19.9 | R
EGU | 4A25 | ISOCYANURATE | FACED SINGLE MATERIAL | PAPER | ROOF DECK | NO | NO | 3.5 | 20.5 | R
EGU | 4A26 | ISOCYANURATE | FACED SINGLE MATERIAL | PAPER | ROOF DECK | NO | NO | 3.6 | 21.1 | R
EGU | 4A27 | ISOCYANURATE | FACED SINGLE MATERIAL | PAPER | ROOF DECK | NO | NO | 3.7 | 21.7 | R
EGU | 4A28 | ISOCYANURATE | FACED SINGLE MATERIAL | PAPER | ROOF DECK | NO | NO | 3.8 | 22.3 | R
EGU | 4A29 | ISOCYANURATE | FACED SINGLE MATERIAL | PAPER | ROOF DECK | NO | NO | 3.9 | 22.9 | R
EGU | 4A30 | ISOCYANURATE | FACED SINGLE MATERIAL | PAPER | ROOF DECK | NO | NO | 4 | 23.6 | R
EGU | 4A65 | ISOCYANURATE | FACED SINGLE MATERIAL | PAPER | ROOF DECK | NO | NO | 4.1 | 24.1 | R
EGU | 4A67 | ISOCYANURATE | FACED SINGLE MATERIAL | PAPER | ROOF DECK | NO | NO | 4.2 | 24.7 | R
EGU | 4A67 | ISOCYANURATE | FACED SINGLE MATERIAL | PAPER | ROOF DECK | NO | NO | 4.3 | 25.4 | R
EGU | 4A68 | ISOCYANURATE | FACED SINGLE MATERIAL | PAPER | ROOF DECK | NO | NO | 4.4 | 25.9 | R
EGU | 4A69 | ISOCYANURATE | FACED SINGLE MATERIAL | PAPER | ROOF DECK | NO | NO | 4.5 | 26.6 | R
EGU | 4A70 | ISOCYANURATE | FACED SINGLE MATERIAL | PAPER | ROOF DECK | NO | NO | 4.6 | 27.1 | R
EGU | 4A85 | ISOCYANURATE | FACED SINGLE MATERIAL | PAPER | ROOF DECK | NO | NO | 0.5 | 2.9 | R
EGU | 4A33 | ISOCYANURATE | FACED SINGLE MATERIAL | PAPER | ROOF DECK | NO | NO | 1 | 5.7 | R
EGU | 4A32 | ISOCYANURATE | FACED SINGLE MATERIAL | PAPER | ROOF DECK | NO | NO | 1.1 | 6.2 | R
EGU | 4A34 | ISOCYANURATE | FACED SINGLE MATERIAL | PAPER | ROOF DECK | NO | NO | 1.2 | 6.8 | R
EGU | 4A35 | ISOCYANURATE | FACED SINGLE MATERIAL | PAPER | ROOF DECK | NO | NO | 1.3 | 7.3 | R
EGU | 4A36 | ISOCYANURATE | FACED SINGLE MATERIAL | PAPER | ROOF DECK | NO | NO | 1.4 | 7.9 | R
EGU | 4A37 | ISOCYANURATE | FACED SINGLE MATERIAL | PAPER | ROOF DECK | NO | NO | 1.5 | 8.6 | R
EGU | 4A38 | ISOCYANURATE | FACED SINGLE MATERIAL | PAPER | ROOF DECK | NO | NO | 1.6 | 9.1 | R
EGU | 4A39 | ISOCYANURATE | FACED SINGLE MATERIAL | PAPER | ROOF DECK | NO | NO | 1.7 | 9.8 | R
EGU | 4A78 | ISOCYANURATE | FACED SINGLE MATERIAL | PAPER | ROOF DECK | NO | NO | 1.75 | 10 | R
EGU | 4A40 | ISOCYANURATE | FACED SINGLE MATERIAL | PAPER | ROOF DECK | NO | NO | 1.8 | 10.3 | R
EGU | 4A41 | ISOCYANURATE | FACED SINGLE MATERIAL | PAPER | ROOF DECK | NO | NO | 1.9 | 10.9 | R
EGU | 4A42 | ISOCYANURATE | FACED SINGLE MATERIAL | PAPER | ROOF DECK | NO | NO | 2 | 11.4 | R
EGU | 4A43 | ISOCYANURATE | FACED SINGLE MATERIAL | PAPER | ROOF DECK | NO | NO | 2.1 | 12.1 | R
EGU | 4A44 | ISOCYANURATE | FACED SINGLE MATERIAL | PAPER | ROOF DECK | NO | NO | 2.2 | 12.7 | R
EGU | 4A45 | ISOCYANURATE | FACED SINGLE MATERIAL | PAPER | ROOF DECK | NO | NO | 2.3 | 13.3 | R
EGU | 4A46 | ISOCYANURATE | FACED SINGLE MATERIAL | PAPER | ROOF DECK | NO | NO | 2.4 | 13.9 | R
EGU | 4A47 | ISOCYANURATE | FACED SINGLE MATERIAL | PAPER | ROOF DECK | NO | NO | 2.5 | 14.4 | R
EGU | 4A48 | ISOCYANURATE | FACED SINGLE MATERIAL | PAPER | ROOF DECK | NO | NO | 2.6 | 15 | R
EGU | 4A49 | ISOCYANURATE | FACED SINGLE MATERIAL | PAPER | ROOF DECK | NO | NO | 2.7 | 15.7 | R
EGU | 4A50 | ISOCYANURATE | FACED SINGLE MATERIAL | PAPER | ROOF DECK | NO | NO | 2.8 | 16.3 | R
EGU | 4A51 | ISOCYANURATE | FACED SINGLE MATERIAL | PAPER | ROOF DECK | NO | NO | 2.9 | 16.9 | R
EGU | 4A52 | ISOCYANURATE | FACED SINGLE MATERIAL | PAPER | ROOF DECK | NO | NO | 3 | 17.4 | R
EGU | 4A53 | ISOCYANURATE | FACED SINGLE MATERIAL | PAPER | ROOF DECK | NO | NO | 3.1 | 18.1 | R
EGU | 4A54 | ISOCYANURATE | FACED SINGLE MATERIAL | PAPER | ROOF DECK | NO | NO | 3.2 | 18.7 | R
EGU | 4A55 | ISOCYANURATE | FACED SINGLE MATERIAL | PAPER | ROOF DECK | NO | NO | 3.3 | 19.2 | R
EGU | 4A56 | ISOCYANURATE | FACED SINGLE MATERIAL | PAPER | ROOF DECK | NO | NO | 3.4 | 19.9 | R
EGU | 4A57 | ISOCYANURATE | FACED SINGLE MATERIAL | PAPER | ROOF DECK | NO | NO | 3.5 | 20.5 | R
EGU | 4A58 | ISOCYANURATE | FACED SINGLE MATERIAL | PAPER | ROOF DECK | NO | NO | 3.6 | 21.1 | R
EGU | 4A59 | ISOCYANURATE | FACED SINGLE MATERIAL | PAPER | ROOF DECK | NO | NO | 3.7 | 21.7 | R
EGU | 4A60 | ISOCYANURATE | FACED SINGLE MATERIAL | PAPER | ROOF DECK | NO | NO | 3.8 | 22.3 | R
EGU | 4A61 | ISOCYANURATE | FACED SINGLE MATERIAL | PAPER | ROOF DECK | NO | NO | 3.9 | 22.9 | R
EGU | 4A62 | ISOCYANURATE | FACED SINGLE MATERIAL | PAPER | ROOF DECK | NO | NO | 4 | 23.6 | R
EGU | 4A71 | ISOCYANURATE | FACED SINGLE MATERIAL | PAPER | ROOF DECK | NO | NO | 4.1 | 24.1 | R
EGU | 4A72 | ISOCYANURATE | FACED SINGLE MATERIAL | PAPER | ROOF DECK | NO | NO | 4.2 | 24.7 | R
EGU | 4A73 | ISOCYANURATE | FACED SINGLE MATERIAL | PAPER | ROOF DECK | NO | NO | 4.3 | 25.4 | R
EGU | 4A74 | ISOCYANURATE | FACED SINGLE MATERIAL | PAPER | ROOF DECK | NO | NO | 4.4 | 25.9 | R
EGU | 4A75 | ISOCYANURATE | FACED SINGLE MATERIAL | PAPER | ROOF DECK | NO | NO | 4.5 | 26.6 | R
EGU | 4A76 | ISOCYANURATE | FACED SINGLE MATERIAL | PAPER | ROOF DECK | NO | NO | 4.6 | 27.1 | R
* DESCRIPTION OF BRAND CODES:
| EG = ENERGYGUARD | EGU = ENERGYGUARD ULTRA
EGH = ENERGYGUARD HD
EGP = ENERGYGUARD HD PLUS
Hunter Panels - T 1420 |  |  |  | Updated 11/13/2025
CV | COOL-VENT | ISOCYANURATE | COMPOSITE | WAFERBOARD | ROOF DECK | NO | NO | 2.5 | 5.7 | R
CV | COOL-VENT | ISOCYANURATE | COMPOSITE | WAFERBOARD | ROOF DECK | NO | NO | 3 | 8.6 | R
CV | COOL-VENT | ISOCYANURATE | COMPOSITE | WAFERBOARD | ROOF DECK | NO | NO | 3.5 | 11.4 | R
CV | COOL-VENT | ISOCYANURATE | COMPOSITE | WAFERBOARD | ROOF DECK | NO | NO | 4 | 14.4 | R
CV | COOL-VENT | ISOCYANURATE | COMPOSITE | WAFERBOARD | ROOF DECK | NO | NO | 4.1 | 15 | R
CV | COOL-VENT | ISOCYANURATE | COMPOSITE | WAFERBOARD | ROOF DECK | NO | NO | 4.5 | 17.4 | R
CV | COOL-VENT | ISOCYANURATE | COMPOSITE | WAFERBOARD | ROOF DECK | NO | NO | 5 | 20.5 | R
HCG | H-SHIELD CG | ISOCYANURATE | FACED SINGLE MATERIAL | COATED GLASS FELT | ROOF DECK | NO | NO | 1 | 5.7 | R
HCG | H-SHIELD CG | ISOCYANURATE | FACED SINGLE MATERIAL | COATED GLASS FELT | ROOF DECK | NO | NO | 1.5 | 8.6 | R
HCG | H-SHIELD CG | ISOCYANURATE | FACED SINGLE MATERIAL | COATED GLASS FELT | ROOF DECK | NO | NO | 2 | 11.4 | R
HCG | H-SHIELD CG | ISOCYANURATE | FACED SINGLE MATERIAL | COATED GLASS FELT | ROOF DECK | NO | NO | 2.7 | 15.6 | R
HCG | H-SHIELD CG | ISOCYANURATE | FACED SINGLE MATERIAL | COATED GLASS FELT | ROOF DECK | NO | NO | 3 | 17.4 | R
HCG | H-SHIELD CG | ISOCYANURATE | FACED SINGLE MATERIAL | COATED GLASS FELT | ROOF DECK | NO | NO | 4 | 23.6 | R
HDMA | H-SHIELD HD-MA | ISOCYANURATE | FACED SINGLE MATERIAL | GLASS FELT | ROOF DECK | NO | NO | 0.5 | 2.5 | R
HHC | H-SHIELD HD COMPOSITE CG | ISOCYANURATE | COMPOSITE | COATED GLASS FELT | ROOF DECK | NO | NO | 2.5 | 13.9 | R
HHC | H-SHIELD HD COMPOSITE CG | ISOCYANURATE | COMPOSITE | COATED GLASS FELT | ROOF DECK | NO | NO | 3 | 16.9 | R
HHD | H-SHIELD HD | ISOCYANURATE | FACED SINGLE MATERIAL | COATED GLASS FELT | ROOF DECK | NO | NO | 0.5 | 2.5 | R
HNB | H-SHIELD NB | ISOCYANURATE | COMPOSITE | WAFERBOARD | ROOF DECK | NO | NO | 1.5 | 6.2 | R
HNB | H-SHIELD NB | ISOCYANURATE | COMPOSITE | WAFERBOARD | ROOF DECK | NO | NO | 2 | 9.2 | R
HNB | H-SHIELD NB | ISOCYANURATE | COMPOSITE | WAFERBOARD | ROOF DECK | NO | NO | 3 | 15 | R
HNB | H-SHIELD NB | ISOCYANURATE | COMPOSITE | WAFERBOARD | ROOF DECK | NO | NO | 4 | 21.1 | R
HSD | H-SHIELD | ISOCYANURATE | FACED SINGLE MATERIAL | GLASS FELT | ROOF DECK | NO | NO | 1 | 5.7 | R
HSD | H-SHIELD | ISOCYANURATE | FACED SINGLE MATERIAL | GLASS FELT | ROOF DECK | NO | NO | 1.5 | 8.6 | R
HSD | H-SHIELD | ISOCYANURATE | FACED SINGLE MATERIAL | GLASS FELT | ROOF DECK | NO | NO | 2 | 11.4 | R
HSD | H-SHIELD | ISOCYANURATE | FACED SINGLE MATERIAL | GLASS FELT | ROOF DECK | NO | NO | 2.5 | 14.4 | R
HSD | H-SHIELD | ISOCYANURATE | FACED SINGLE MATERIAL | GLASS FELT | ROOF DECK | NO | NO | 2.7 | 15.6 | R
HSD | H-SHIELD | ISOCYANURATE | FACED SINGLE MATERIAL | GLASS FELT | ROOF DECK | NO | NO | 3 | 17.4 | R
HSD | H-SHIELD | ISOCYANURATE | FACED SINGLE MATERIAL | GLASS FELT | ROOF DECK | NO | NO | 3.5 | 20.5 | R
HSD | H-SHIELD | ISOCYANURATE | FACED SINGLE MATERIAL | GLASS FELT | ROOF DECK | NO | NO | 4 | 23.6 | R
XAP | XCI FOIL CLASS A PLUS | ISOCYANURATE | FACED SINGLE MATERIAL | METAL FOIL | WALL | YES | YES | 1 | 6.6 | R
XAP | XCI FOIL CLASS A PLUS | ISOCYANURATE | FACED SINGLE MATERIAL | METAL FOIL | WALL | YES | YES | 1.5 | 9.7 | R
XAP | XCI FOIL CLASS A PLUS | ISOCYANURATE | FACED SINGLE MATERIAL | METAL FOIL | WALL | YES | YES | 2 | 13 | R
XCA | XCI FOIL CLASS A | ISOCYANURATE | FACED SINGLE MATERIAL | METAL FOIL | WALL | YES | YES | 1 | 6.3 | R
XCA | XCI FOIL CLASS A | ISOCYANURATE | FACED SINGLE MATERIAL | METAL FOIL | WALL | YES | YES | 1.5 | 9.5 | R
XCA | XCI FOIL CLASS A | ISOCYANURATE | FACED SINGLE MATERIAL | METAL FOIL | WALL | YES | YES | 2 | 13 | R
XCA | XCI FOIL CLASS A | ISOCYANURATE | FACED SINGLE MATERIAL | METAL FOIL | WALL | YES | YES | 2.5 | 16 | R
XCA | XCI FOIL CLASS A | ISOCYANURATE | FACED SINGLE MATERIAL | METAL FOIL | WALL | YES | YES | 3 | 19 | R
XCA | XCI FOIL CLASS A | ISOCYANURATE | FACED SINGLE MATERIAL | METAL FOIL | WALL | YES | YES | 3.5 | 22 | R
XCC | XCI CG | ISOCYANURATE | FACED SINGLE MATERIAL | COATED GLASS FELT | WALL | NO | YES | 0.5 | 3 | R
XCC | XCI CG | ISOCYANURATE | FACED SINGLE MATERIAL | COATED GLASS FELT | WALL | NO | YES | 0.75 | 4.5 | R
XCC | XCI CG | ISOCYANURATE | FACED SINGLE MATERIAL | COATED GLASS FELT | WALL | NO | YES | 1 | 6 | R
XCC | XCI CG | ISOCYANURATE | FACED SINGLE MATERIAL | COATED GLASS FELT | WALL | NO | YES | 1.5 | 9 | R
XCC | XCI CG | ISOCYANURATE | FACED SINGLE MATERIAL | COATED GLASS FELT | WALL | NO | YES | 2 | 12.1 | R
XCC | XCI CG | ISOCYANURATE | FACED SINGLE MATERIAL | COATED GLASS FELT | WALL | NO | YES | 2.5 | 15.3 | R
XCC | XCI CG | ISOCYANURATE | FACED SINGLE MATERIAL | COATED GLASS FELT | WALL | NO | YES | 3 | 18.5 | R
XCC | XCI CG | ISOCYANURATE | FACED SINGLE MATERIAL | COATED GLASS FELT | WALL | NO | YES | 3.3 | 20.4 | R
XCC | XCI CG | ISOCYANURATE | FACED SINGLE MATERIAL | COATED GLASS FELT | WALL | NO | YES | 3.5 | 21.7 | R
XCC | XCI CG | ISOCYANURATE | FACED SINGLE MATERIAL | COATED GLASS FELT | WALL | NO | YES | 4 | 24.9 | R
XCC | XCI CG | ISOCYANURATE | FACED SINGLE MATERIAL | COATED GLASS FELT | WALL | NO | YES | 4.5 | 28.1 | R
XCF | XCI FOIL | ISOCYANURATE | FACED SINGLE MATERIAL | ALUMINUM FOIL KRAFT | WALL | NO | YES | 0.5 | 3 | R
XCF | XCI FOIL | ISOCYANURATE | FACED SINGLE MATERIAL | ALUMINUM FOIL KRAFT | WALL | NO | YES | 0.75 | 4.5 | R
XCF | XCI FOIL | ISOCYANURATE | FACED SINGLE MATERIAL | ALUMINUM FOIL KRAFT | WALL | NO | YES | 1 | 6 | R
XCF | XCI FOIL | ISOCYANURATE | FACED SINGLE MATERIAL | ALUMINUM FOIL KRAFT | WALL | NO | YES | 1.5 | 9 | R
XCF | XCI FOIL | ISOCYANURATE | FACED SINGLE MATERIAL | ALUMINUM FOIL KRAFT | WALL | NO | YES | 2 | 12.1 | R
XCF | XCI FOIL | ISOCYANURATE | FACED SINGLE MATERIAL | ALUMINUM FOIL KRAFT | WALL | NO | YES | 2.5 | 15.3 | R
XCF | XCI FOIL | ISOCYANURATE | FACED SINGLE MATERIAL | ALUMINUM FOIL KRAFT | WALL | NO | YES | 2.7 | 16.6 | R
XCF | XCI FOIL | ISOCYANURATE | FACED SINGLE MATERIAL | ALUMINUM FOIL KRAFT | WALL | NO | YES | 3 | 18.5 | R
XCF | XCI FOIL | ISOCYANURATE | FACED SINGLE MATERIAL | ALUMINUM FOIL KRAFT | WALL | NO | YES | 3.5 | 21.7 | R
XCF | XCI FOIL | ISOCYANURATE | FACED SINGLE MATERIAL | ALUMINUM FOIL KRAFT | WALL | NO | YES | 4 | 24.9 | R
XCF | XCI FOIL | ISOCYANURATE | FACED SINGLE MATERIAL | ALUMINUM FOIL KRAFT | WALL | NO | YES | 4.5 | 28.1 | R
XCGA | XCI CG CLASS A | ISOCYANURATE | FACED SINGLE MATERIAL | COATED GLASS FELT | WALL | NO | NO | 1 | 6 | R
XCGA | XCI CG CLASS A | ISOCYANURATE | FACED SINGLE MATERIAL | COATED GLASS FELT | WALL | NO | NO | 1.5 | 9 | R
XCGA | XCI CG CLASS A | ISOCYANURATE | FACED SINGLE MATERIAL | COATED GLASS FELT | WALL | NO | NO | 2 | 12.1 | R
XCGA | XCI CG CLASS A | ISOCYANURATE | FACED SINGLE MATERIAL | COATED GLASS FELT | WALL | NO | NO | 2.5 | 15.3 | R
XCGA | XCI CG CLASS A | ISOCYANURATE | FACED SINGLE MATERIAL | COATED GLASS FELT | WALL | NO | NO | 3 | 18.5 | R
XCGA | XCI CG CLASS A | ISOCYANURATE | FACED SINGLE MATERIAL | COATED GLASS FELT | WALL | NO | NO | 3.5 | 21.7 | R
XCGA | XCI CG CLASS A | ISOCYANURATE | FACED SINGLE MATERIAL | COATED GLASS FELT | WALL | NO | NO | 4 | 25 | R
XCI | XCI 286 | ISOCYANURATE | FACED SINGLE MATERIAL | METAL FOIL | WALL | YES | YES | 1 | 6.3 | R
XCI | XCI 286 | ISOCYANURATE | FACED SINGLE MATERIAL | METAL FOIL | WALL | YES | YES | 1.2 | 7.6 | R
XCI | XCI 286 | ISOCYANURATE | FACED SINGLE MATERIAL | METAL FOIL | WALL | YES | YES | 1.5 | 9.5 | R
XCI | XCI 286 | ISOCYANURATE | FACED SINGLE MATERIAL | METAL FOIL | WALL | YES | YES | 1.6 | 10.1 | R
XCI | XCI 286 | ISOCYANURATE | FACED SINGLE MATERIAL | METAL FOIL | WALL | YES | YES | 2 | 13 | R
XCI | XCI 286 | ISOCYANURATE | FACED SINGLE MATERIAL | METAL FOIL | WALL | YES | YES | 2.1 | 13.5 | R
XCI | XCI 286 | ISOCYANURATE | FACED SINGLE MATERIAL | METAL FOIL | WALL | YES | YES | 2.5 | 16 | R
XCI | XCI 286 | ISOCYANURATE | FACED SINGLE MATERIAL | METAL FOIL | WALL | YES | YES | 3 | 19 | R
XCI | XCI 286 | ISOCYANURATE | FACED SINGLE MATERIAL | METAL FOIL | WALL | YES | YES | 3.1 | 19.5 | R
XCI | XCI 286 | ISOCYANURATE | FACED SINGLE MATERIAL | METAL FOIL | WALL | YES | YES | 3.5 | 22 | R
XCN | XCI NB | ISOCYANURATE | COMPOSITE | WAFERBOARD | WALL | NO | NO | 1.5 | 6.6 | R
XCN | XCI NB | ISOCYANURATE | COMPOSITE | WAFERBOARD | WALL | NO | NO | 2 | 9.6 | R
XCN | XCI NB | ISOCYANURATE | COMPOSITE | WAFERBOARD | WALL | NO | NO | 2.1 | 10.2 | R
XCN | XCI NB | ISOCYANURATE | COMPOSITE | WAFERBOARD | WALL | NO | NO | 2.5 | 12.7 | R
XCN | XCI NB | ISOCYANURATE | COMPOSITE | WAFERBOARD | WALL | NO | NO | 3 | 15.9 | R
XCN | XCI NB | ISOCYANURATE | COMPOSITE | WAFERBOARD | WALL | NO | NO | 3.5 | 19.1 | R
XCN | XCI NB | ISOCYANURATE | COMPOSITE | WAFERBOARD | WALL | NO | NO | 4.5 | 25.6 | R
XCP | XCI PLY | ISOCYANURATE | COMPOSITE | PLYWOOD | WALL | NO | NO | 1.6 | 6.6 | R
XCP | XCI PLY | ISOCYANURATE | COMPOSITE | PLYWOOD | WALL | NO | NO | 1.7 | 7.2 | R
XCP | XCI PLY | ISOCYANURATE | COMPOSITE | PLYWOOD | WALL | NO | NO | 2.1 | 9.6 | R
XCP | XCI PLY | ISOCYANURATE | COMPOSITE | PLYWOOD | WALL | NO | NO | 2.2 | 10.2 | R
XCP | XCI PLY | ISOCYANURATE | COMPOSITE | PLYWOOD | WALL | NO | NO | 2.6 | 12.7 | R
XCP | XCI PLY | ISOCYANURATE | COMPOSITE | PLYWOOD | WALL | NO | NO | 2.7 | 13.3 | R
XCP | XCI PLY | ISOCYANURATE | COMPOSITE | PLYWOOD | WALL | NO | NO | 3.1 | 15.9 | R
XCP | XCI PLY | ISOCYANURATE | COMPOSITE | PLYWOOD | WALL | NO | NO | 3.2 | 16.4 | R
XCP | XCI PLY | ISOCYANURATE | COMPOSITE | PLYWOOD | WALL | NO | NO | 3.6 | 18.5 | R
XCP | XCI PLY | ISOCYANURATE | COMPOSITE | PLYWOOD | WALL | NO | NO | 3.7 | 19.1 | R
XCP | XCI PLY | ISOCYANURATE | COMPOSITE | PLYWOOD | WALL | NO | NO | 3.8 | 19.6 | R
XCP | XCI PLY | ISOCYANURATE | COMPOSITE | PLYWOOD | WALL | NO | NO | 4.1 | 21.1 | R
XCP | XCI PLY | ISOCYANURATE | COMPOSITE | PLYWOOD | WALL | NO | NO | 4.7 | 24.1 | R
XCPA | XCI PLY CLASS A | ISOCYANURATE | COMPOSITE | PLYWOOD | WALL | NO | NO | 1.6 | 6.6 | R
XCPA | XCI PLY CLASS A | ISOCYANURATE | COMPOSITE | PLYWOOD | WALL | NO | NO | 1.7 | 7.2 | R
XCPA | XCI PLY CLASS A | ISOCYANURATE | COMPOSITE | PLYWOOD | WALL | NO | NO | 2.1 | 9.6 | R
XCPA | XCI PLY CLASS A | ISOCYANURATE | COMPOSITE | PLYWOOD | WALL | NO | NO | 2.2 | 10.2 | R
XCPA | XCI PLY CLASS A | ISOCYANURATE | COMPOSITE | PLYWOOD | WALL | NO | NO | 2.6 | 12.7 | R
XCPA | XCI PLY CLASS A | ISOCYANURATE | COMPOSITE | PLYWOOD | WALL | NO | NO | 2.7 | 13.3 | R
XCPA | XCI PLY CLASS A | ISOCYANURATE | COMPOSITE | PLYWOOD | WALL | NO | NO | 3.1 | 15.9 | R
XCPA | XCI PLY CLASS A | ISOCYANURATE | COMPOSITE | PLYWOOD | WALL | NO | NO | 3.2 | 16.4 | R
XCPA | XCI PLY CLASS A | ISOCYANURATE | COMPOSITE | PLYWOOD | WALL | NO | NO | 3.6 | 18.5 | R
XCPA | XCI PLY CLASS A | ISOCYANURATE | COMPOSITE | PLYWOOD | WALL | NO | NO | 3.7 | 19.1 | R
XCPA | XCI PLY CLASS A | ISOCYANURATE | COMPOSITE | PLYWOOD | WALL | NO | NO | 3.8 | 19.6 | R
XCPA | XCI PLY CLASS A | ISOCYANURATE | COMPOSITE | PLYWOOD | WALL | NO | NO | 4.1 | 21.1 | R
XCPA | XCI PLY CLASS A | ISOCYANURATE | COMPOSITE | PLYWOOD | WALL | NO | NO | 4.7 | 24.1 | R
* DESCRIPTION OF BRAND CODES:
| CV = COOL-VENT | HSD = H-SHIELD |  | XCGA = XCI CG CLASS A
| HCG = H-SHIELD-CG | XAP = XCI FOIL CLASS A PLUS |  | XCI = XCI 286
| HDMA = H-SHIELD HD-MA | XCA = XCI FOIL CLASS A |  | XCP = XCI PLY
| HHC = H-SHIELD HD COMPOSITE CG | XCC = XCI CG |  | XCN = XCI NB
| HHD=H-SHIELD HD | XCF = XCI FOIL |  | XCPA = XCI PLY CLASS A
HNB = H-SHIELD-NB
Johns Manville - T 1341 |  |  |  | Updated 11/10/2022
JM | AP FOIL-FACED SHEATH | ISOCYANURATE | FACED SINGLE MATERIAL | METAL FOIL | WALL | NO | YES | 0.5 | 2.9 | R
JM | AP FOIL-FACED SHEATH | ISOCYANURATE | FACED SINGLE MATERIAL | METAL FOIL | WALL | NO | YES | 0.62 | 3.5 | R
JM | AP FOIL-FACED SHEATH | ISOCYANURATE | FACED SINGLE MATERIAL | METAL FOIL | WALL | NO | YES | 0.75 | 5 | R
JM | AP FOIL-FACED SHEATH | ISOCYANURATE | FACED SINGLE MATERIAL | METAL FOIL | WALL | NO | YES | 1 | 6 | R
JM | AP FOIL-FACED SHEATH | ISOCYANURATE | FACED SINGLE MATERIAL | METAL FOIL | WALL | NO | YES | 1.2 | 7.5 | R
JM | AP FOIL-FACED SHEATH | ISOCYANURATE | FACED SINGLE MATERIAL | METAL FOIL | WALL | NO | YES | 1.5 | 9.3 | R
JM | AP FOIL-FACED SHEATH | ISOCYANURATE | FACED SINGLE MATERIAL | METAL FOIL | WALL | NO | YES | 1.55 | 9.6 | R
JM | AP FOIL-FACED SHEATH | ISOCYANURATE | FACED SINGLE MATERIAL | METAL FOIL | WALL | NO | YES | 1.65 | 10 | R
JM | AP FOIL-FACED SHEATH | ISOCYANURATE | FACED SINGLE MATERIAL | METAL FOIL | WALL | NO | YES | 2 | 13 | R
JM | AP FOIL-FACED SHEATH | ISOCYANURATE | FACED SINGLE MATERIAL | METAL FOIL | WALL | NO | YES | 2.5 | 16 | R
JM | AP FOIL-FACED SHEATH | ISOCYANURATE | FACED SINGLE MATERIAL | METAL FOIL | WALL | NO | YES | 3 | 19 | R
JM | AP FOIL-FACED SHEATH | ISOCYANURATE | FACED SINGLE MATERIAL | METAL FOIL | WALL | NO | YES | 3.5 | 22 | R
JM | AP FOIL-FACED SHEATH | ISOCYANURATE | FACED SINGLE MATERIAL | METAL FOIL | WALL | NO | YES | 4 | 26 | R
JM | AP FOIL-FACED SHEATH | ISOCYANURATE | FACED SINGLE MATERIAL | METAL FOIL | WALL | NO | YES | 4.5 | 28 | R
JM | CIMAX 0.5 | ISOCYANURATE | FACED SINGLE MATERIAL | METAL FOIL | WALL | YES | YES | 0.5 | 2.9 | R
JM | CIMAX 0.77 | ISOCYANURATE | FACED SINGLE MATERIAL | METAL FOIL | WALL | YES | YES | 0.77 | 4.5 | R
JM | CIMAX 0.85 | ISOCYANURATE | FACED SINGLE MATERIAL | METAL FOIL | WALL | YES | YES | 0.85 | 5 | R
JM | CIMAX 1 | ISOCYANURATE | FACED SINGLE MATERIAL | METAL FOIL | WALL | YES | YES | 1 | 6 | R
JM | CIMAX 1.50 | ISOCYANURATE | FACED SINGLE MATERIAL | METAL FOIL | WALL | YES | YES | 1.5 | 9.3 | R
JM | CIMAX 1.55 | ISOCYANURATE | FACED SINGLE MATERIAL | METAL FOIL | WALL | YES | YES | 1.55 | 9.6 | R
JM | CIMAX 1.65 | ISOCYANURATE | FACED SINGLE MATERIAL | METAL FOIL | WALL | YES | YES | 1.65 | 10 | R
JM | CIMAX 2 | ISOCYANURATE | FACED SINGLE MATERIAL | METAL FOIL | WALL | YES | YES | 2 | 13 | R
JM | CIMAX 2.5 | ISOCYANURATE | FACED SINGLE MATERIAL | METAL FOIL | WALL | YES | YES | 2.5 | 16 | R
JM | CIMAX 3 | ISOCYANURATE | FACED SINGLE MATERIAL | METAL FOIL | WALL | YES | YES | 3 | 19 | R
JM | CIMAX 3.5 | ISOCYANURATE | FACED SINGLE MATERIAL | METAL FOIL | WALL | YES | YES | 3.5 | 22 | R
JM | CIMAX 4 | ISOCYANURATE | FACED SINGLE MATERIAL | METAL FOIL | WALL | YES | YES | 4 | 26 | R
JM | ENRGY 3® 0.5" | ISOCYANURATE | FACED SINGLE MATERIAL | PAPER | ROOF DECK | NO | NO | 0.5 | 3 | R
JM | ENRGY 3® 0.75" | ISOCYANURATE | FACED SINGLE MATERIAL | PAPER | ROOF DECK | NO | NO | 0.75 | 4.5 | R
JM | ENRGY 3® 1" | ISOCYANURATE | FACED SINGLE MATERIAL | PAPER | ROOF DECK | NO | NO | 1 | 5.7 | R
JM | ENRGY 3® 1.1" | ISOCYANURATE | FACED SINGLE MATERIAL | PAPER | ROOF DECK | NO | NO | 1.1 | 6.3 | R
JM | ENRGY 3® 1.2" | ISOCYANURATE | FACED SINGLE MATERIAL | PAPER | ROOF DECK | NO | NO | 1.2 | 6.8 | R
JM | ENRGY 3® 1.25" | ISOCYANURATE | FACED SINGLE MATERIAL | PAPER | ROOF DECK | NO | NO | 1.25 | 7.1 | R
JM | ENRGY 3® 1.3" | ISOCYANURATE | FACED SINGLE MATERIAL | PAPER | ROOF DECK | NO | NO | 1.3 | 7.4 | R
JM | ENRGY 3® 1.4" | ISOCYANURATE | FACED SINGLE MATERIAL | PAPER | ROOF DECK | NO | NO | 1.4 | 8 | R
JM | ENRGY 3® 1.5" | ISOCYANURATE | FACED SINGLE MATERIAL | PAPER | ROOF DECK | NO | NO | 1.5 | 8.6 | R
JM | ENRGY 3® 1.6" | ISOCYANURATE | FACED SINGLE MATERIAL | PAPER | ROOF DECK | NO | NO | 1.6 | 9.1 | R
JM | ENRGY 3® 1.7" | ISOCYANURATE | FACED SINGLE MATERIAL | PAPER | ROOF DECK | NO | NO | 1.7 | 9.7 | R
JM | ENRGY 3® 1.75" | ISOCYANURATE | FACED SINGLE MATERIAL | PAPER | ROOF DECK | NO | NO | 1.75 | 10 | R
JM | ENRGY 3® 1.8" | ISOCYANURATE | FACED SINGLE MATERIAL | PAPER | ROOF DECK | NO | NO | 1.8 | 10.3 | R
JM | ENRGY 3® 1.9" | ISOCYANURATE | FACED SINGLE MATERIAL | PAPER | ROOF DECK | NO | NO | 1.9 | 10.8 | R
JM | ENRGY 3® 2" | ISOCYANURATE | FACED SINGLE MATERIAL | PAPER | ROOF DECK | NO | NO | 2 | 11.4 | R
JM | ENRGY 3® 2.1" | ISOCYANURATE | FACED SINGLE MATERIAL | PAPER | ROOF DECK | NO | NO | 2.1 | 12 | R
JM | ENRGY 3® 2.2" | ISOCYANURATE | FACED SINGLE MATERIAL | PAPER | ROOF DECK | NO | NO | 2.2 | 12.6 | R
JM | ENRGY 3® 2.25" | ISOCYANURATE | FACED SINGLE MATERIAL | PAPER | ROOF DECK | NO | NO | 2.25 | 12.9 | R
JM | ENRGY 3® 2.3" | ISOCYANURATE | FACED SINGLE MATERIAL | PAPER | ROOF DECK | NO | NO | 2.3 | 13.2 | R
JM | ENRGY 3® 2.4" | ISOCYANURATE | FACED SINGLE MATERIAL | PAPER | ROOF DECK | NO | NO | 2.4 | 13.8 | R
JM | ENRGY 3® 2.5" | ISOCYANURATE | FACED SINGLE MATERIAL | PAPER | ROOF DECK | NO | NO | 2.5 | 14.4 | R
JM | ENRGY 3® 2.6" | ISOCYANURATE | FACED SINGLE MATERIAL | PAPER | ROOF DECK | NO | NO | 2.6 | 15 | R
JM | ENRGY 3® 2.7" | ISOCYANURATE | FACED SINGLE MATERIAL | PAPER | ROOF DECK | NO | NO | 2.7 | 15.6 | R
JM | ENRGY 3® 2.75" | ISOCYANURATE | FACED SINGLE MATERIAL | PAPER | ROOF DECK | NO | NO | 2.75 | 15.9 | R
JM | ENRGY 3® 2.8" | ISOCYANURATE | FACED SINGLE MATERIAL | PAPER | ROOF DECK | NO | NO | 2.8 | 16.2 | R
JM | ENRGY 3® 2.9" | ISOCYANURATE | FACED SINGLE MATERIAL | PAPER | ROOF DECK | NO | NO | 2.9 | 16.8 | R
JM | ENRGY 3® 3" | ISOCYANURATE | FACED SINGLE MATERIAL | PAPER | ROOF DECK | NO | NO | 3 | 17.4 | R
JM | ENRGY 3® 3.1" | ISOCYANURATE | FACED SINGLE MATERIAL | PAPER | ROOF DECK | NO | NO | 3.1 | 18 | R
JM | ENRGY 3® 3.2" | ISOCYANURATE | FACED SINGLE MATERIAL | PAPER | ROOF DECK | NO | NO | 3.2 | 18.6 | R
JM | ENRGY 3® 3.25" | ISOCYANURATE | FACED SINGLE MATERIAL | PAPER | ROOF DECK | NO | NO | 3.25 | 18.9 | R
JM | ENRGY 3® 3.3" | ISOCYANURATE | FACED SINGLE MATERIAL | PAPER | ROOF DECK | NO | NO | 3.3 | 19.2 | R
JM | ENRGY 3® 3.4" | ISOCYANURATE | FACED SINGLE MATERIAL | PAPER | ROOF DECK | NO | NO | 3.4 | 19.9 | R
JM | ENRGY 3® 3.5" | ISOCYANURATE | FACED SINGLE MATERIAL | PAPER | ROOF DECK | NO | NO | 3.5 | 20.5 | R
JM | ENRGY 3® 3.6" | ISOCYANURATE | FACED SINGLE MATERIAL | PAPER | ROOF DECK | NO | NO | 3.6 | 21.1 | R
JM | ENRGY 3® 3.7" | ISOCYANURATE | FACED SINGLE MATERIAL | PAPER | ROOF DECK | NO | NO | 3.7 | 21.7 | R
JM | ENRGY 3® 3.75" | ISOCYANURATE | FACED SINGLE MATERIAL | PAPER | ROOF DECK | NO | NO | 3.75 | 22 | R
JM | ENRGY 3® 3.8" | ISOCYANURATE | FACED SINGLE MATERIAL | PAPER | ROOF DECK | NO | NO | 3.8 | 22.3 | R
JM | ENRGY 3® 3.9" | ISOCYANURATE | FACED SINGLE MATERIAL | PAPER | ROOF DECK | NO | NO | 3.9 | 23 | R
JM | ENRGY 3® 4" | ISOCYANURATE | FACED SINGLE MATERIAL | PAPER | ROOF DECK | NO | NO | 4 | 23.6 | R
JM | ENRGY 3® 4.1" | ISOCYANURATE | FACED SINGLE MATERIAL | PAPER | ROOF DECK | NO | NO | 4.1 | 24.2 | R
JM | ENRGY 3® 4.2" | ISOCYANURATE | FACED SINGLE MATERIAL | PAPER | ROOF DECK | NO | NO | 4.2 | 24.9 | R
JM | ENRGY 3® 4.3" | ISOCYANURATE | FACED SINGLE MATERIAL | PAPER | ROOF DECK | NO | NO | 4.3 | 25.5 | R
JM | ENRGY 3® 4.4" | ISOCYANURATE | FACED SINGLE MATERIAL | PAPER | ROOF DECK | NO | NO | 4.4 | 26.1 | R
JM | ENRGY 3® 4.5" | ISOCYANURATE | FACED SINGLE MATERIAL | PAPER | ROOF DECK | NO | NO | 4.5 | 26.8 | R
JM | Tapered ENRGY 3® 1A | ISOCYANURATE | FACED SINGLE MATERIAL | PAPER | ROOF DECK | NO | NO | 0.5** | 3.6 | R
JM | Tapered ENRGY 3® 1B | ISOCYANURATE | FACED SINGLE MATERIAL | PAPER | ROOF DECK | NO | NO | 0.75** | 5 | R
JM | Tapered ENRGY 3® 01 | ISOCYANURATE | FACED SINGLE MATERIAL | PAPER | ROOF DECK | NO | NO | 1** | 6.4 | R
JM | Tapered ENRGY 3® 02 | ISOCYANURATE | FACED SINGLE MATERIAL | PAPER | ROOF DECK | NO | NO | 1.25** | 7.8 | R
JM | Tapered ENRGY 3® 03 | ISOCYANURATE | FACED SINGLE MATERIAL | PAPER | ROOF DECK | NO | NO | 1.5** | 9.3 | R
JM | Tapered ENRGY 3® 04 | ISOCYANURATE | FACED SINGLE MATERIAL | PAPER | ROOF DECK | NO | NO | 1.75** | 10.7 | R
JM | Tapered ENRGY 3® 05 | ISOCYANURATE | FACED SINGLE MATERIAL | PAPER | ROOF DECK | NO | NO | 2** | 12.1 | R
JM | Tapered ENRGY 3® 06 | ISOCYANURATE | FACED SINGLE MATERIAL | PAPER | ROOF DECK | NO | NO | 2.25** | 13.6 | R
JM | Tapered ENRGY 3® AA | ISOCYANURATE | FACED SINGLE MATERIAL | PAPER | ROOF DECK | NO | NO | 0.5** | 4.3 | R
JM | Tapered ENRGY 3® A | ISOCYANURATE | FACED SINGLE MATERIAL | PAPER | ROOF DECK | NO | NO | 1** | 7.1 | R
JM | Tapered ENRGY 3® B | ISOCYANURATE | FACED SINGLE MATERIAL | PAPER | ROOF DECK | NO | NO | 1.5** | 10 | R
JM | Tapered ENRGY 3® C | ISOCYANURATE | FACED SINGLE MATERIAL | PAPER | ROOF DECK | NO | NO | 2** | 12.9 | R
JM | Tapered ENRGY 3® D | ISOCYANURATE | FACED SINGLE MATERIAL | PAPER | ROOF DECK | NO | NO | 2.5** | 15.9 | R
JM | Tapered ENRGY 3® E | ISOCYANURATE | FACED SINGLE MATERIAL | PAPER | ROOF DECK | NO | NO | 3** | 18.9 | R
JM | Tapered ENRGY 3® F | ISOCYANURATE | FACED SINGLE MATERIAL | PAPER | ROOF DECK | NO | NO | 3.5** | 22.1 | R
JM | Tapered ENRGY 3® G | ISOCYANURATE | FACED SINGLE MATERIAL | PAPER | ROOF DECK | NO | NO | 1** | 8.6 | R
JM | Tapered ENRGY 3® H | ISOCYANURATE | FACED SINGLE MATERIAL | PAPER | ROOF DECK | NO | NO | 2** | 14.4 | R
JM | Tapered ENRGY 3® J | ISOCYANURATE | FACED SINGLE MATERIAL | PAPER | ROOF DECK | NO | NO | 1** | 7.8 | R
JM | Tapered ENRGY 3® K | ISOCYANURATE | FACED SINGLE MATERIAL | PAPER | ROOF DECK | NO | NO | 1.75** | 12.1 | R
JM | Tapered ENRGY 3® L | ISOCYANURATE | FACED SINGLE MATERIAL | PAPER | ROOF DECK | NO | NO | 2.5** | 16.6 | R
JM | Tapered ENRGY 3® M | ISOCYANURATE | FACED SINGLE MATERIAL | PAPER | ROOF DECK | NO | NO | 3.25** | 21.2 | R
JM | Tapered ENRGY 3® I | ISOCYANURATE | FACED SINGLE MATERIAL | PAPER | ROOF DECK | NO | NO | 3** | 20.5 | R
JM | Tapered ENRGY 3® X | ISOCYANURATE | FACED SINGLE MATERIAL | PAPER | ROOF DECK | NO | NO | 0.5** | 5.7 | R
JM | Tapered ENRGY 3® Y | ISOCYANURATE | FACED SINGLE MATERIAL | PAPER | ROOF DECK | NO | NO | 1.5** | 11.4 | R
JM | Tapered ENRGY 3® Z | ISOCYANURATE | FACED SINGLE MATERIAL | PAPER | ROOF DECK | NO | NO | 2.5** | 17.4 | R
JM | Tapered ENRGY 3® ZZ | ISOCYANURATE | FACED SINGLE MATERIAL | PAPER | ROOF DECK | NO | NO | 3.5** | 23.6 | R
JM | Tapered ENRGY 3® SS | ISOCYANURATE | FACED SINGLE MATERIAL | PAPER | ROOF DECK | NO | NO | 0.5** | 7.1 | R
JM | Tapered ENRGY 3® TT | ISOCYANURATE | FACED SINGLE MATERIAL | PAPER | ROOF DECK | NO | NO | 2** | 15.9 | R
JM | Tapered ENRGY 3® Q | ISOCYANURATE | FACED SINGLE MATERIAL | PAPER | ROOF DECK | NO | NO | 0.5** | 8.6 | R
JM | Tapered ENRGY 3® QQ | ISOCYANURATE | FACED SINGLE MATERIAL | PAPER | ROOF DECK | NO | NO | 2.5** | 20.5 | R
JM | Tapered ENRGY 3® R | ISOCYANURATE | FACED SINGLE MATERIAL | PAPER | ROOF DECK | NO | NO | 0.75** | 5.7 | R
JM | Tapered ENRGY 3® S | ISOCYANURATE | FACED SINGLE MATERIAL | PAPER | ROOF DECK | NO | NO | 1.25** | 8.6 | R
JM | Tapered ENRGY 3® T | ISOCYANURATE | FACED SINGLE MATERIAL | PAPER | ROOF DECK | NO | NO | 1.75** | 11.4 | R
JM | Tapered ENRGY 3® U | ISOCYANURATE | FACED SINGLE MATERIAL | PAPER | ROOF DECK | NO | NO | 2.25** | 14.4 | R
JM | Tapered ENRGY 3® V | ISOCYANURATE | FACED SINGLE MATERIAL | PAPER | ROOF DECK | NO | NO | 2.75** | 17.4 | R
JM | Tapered ENRGY 3® W | ISOCYANURATE | FACED SINGLE MATERIAL | PAPER | ROOF DECK | NO | NO | 3.25** | 20.5 | R
JM | Tapered ENRGY 3® XX | ISOCYANURATE | FACED SINGLE MATERIAL | PAPER | ROOF DECK | NO | NO | 1** | 11.4 | R
JM | Tapered ENRGY 3® KK | ISOCYANURATE | FACED SINGLE MATERIAL | PAPER | ROOF DECK | NO | NO | 1.25** | 9.3 | R
JM | Tapered ENRGY 3® JJ | ISOCYANURATE | FACED SINGLE MATERIAL | PAPER | ROOF DECK | NO | NO | 0.5** | 5 | R
JM | Tapered ENRGY 3® FF | ISOCYANURATE | FACED SINGLE MATERIAL | PAPER | ROOF DECK | NO | NO | 4** | 25.3 | R
JM | Tapered ENRGY 3® LL | ISOCYANURATE | FACED SINGLE MATERIAL | PAPER | ROOF DECK | NO | NO | 2** | 13.6 | R
JM | Tapered ENRGY 3® MM | ISOCYANURATE | FACED SINGLE MATERIAL | PAPER | ROOF DECK | NO | NO | 2.75** | 18.2 | R
JM | ENRGY 3® 0.5" 25PSI | ISOCYANURATE | FACED SINGLE MATERIAL | PAPER | ROOF DECK | NO | NO | 0.5 | 3 | R
JM | ENRGY 3® 0.75" 25PSI | ISOCYANURATE | FACED SINGLE MATERIAL | PAPER | ROOF DECK | NO | NO | 0.75 | 4.5 | R
JM | ENRGY 3® 1" 25PSI | ISOCYANURATE | FACED SINGLE MATERIAL | PAPER | ROOF DECK | NO | NO | 1 | 5.7 | R
JM | ENRGY 3® 1.1" 25PSI | ISOCYANURATE | FACED SINGLE MATERIAL | PAPER | ROOF DECK | NO | NO | 1.1 | 6.3 | R
JM | ENRGY 3® 1.2" 25PSI | ISOCYANURATE | FACED SINGLE MATERIAL | PAPER | ROOF DECK | NO | NO | 1.2 | 6.8 | R
JM | ENRGY 3® 1.25" 25PSI | ISOCYANURATE | FACED SINGLE MATERIAL | PAPER | ROOF DECK | NO | NO | 1.25 | 7.1 | R
JM | ENRGY 3® 1.3" 25PSI | ISOCYANURATE | FACED SINGLE MATERIAL | PAPER | ROOF DECK | NO | NO | 1.3 | 7.4 | R
JM | ENRGY 3® 1.4" 25PSI | ISOCYANURATE | FACED SINGLE MATERIAL | PAPER | ROOF DECK | NO | NO | 1.4 | 8 | R
JM | ENRGY 3® 1.5" 25PSI | ISOCYANURATE | FACED SINGLE MATERIAL | PAPER | ROOF DECK | NO | NO | 1.5 | 8.6 | R
JM | ENRGY 3® 1.6" 25PSI | ISOCYANURATE | FACED SINGLE MATERIAL | PAPER | ROOF DECK | NO | NO | 1.6 | 9.1 | R
JM | ENRGY 3® 1.7" 25PSI | ISOCYANURATE | FACED SINGLE MATERIAL | PAPER | ROOF DECK | NO | NO | 1.7 | 9.7 | R
JM | ENRGY 3® 1.75" 25PSI | ISOCYANURATE | FACED SINGLE MATERIAL | PAPER | ROOF DECK | NO | NO | 1.75 | 10 | R
JM | ENRGY 3® 1.8" 25PSI | ISOCYANURATE | FACED SINGLE MATERIAL | PAPER | ROOF DECK | NO | NO | 1.8 | 10.3 | R
JM | ENRGY 3® 1.9" 25PSI | ISOCYANURATE | FACED SINGLE MATERIAL | PAPER | ROOF DECK | NO | NO | 1.9 | 10.8 | R
JM | ENRGY 3® 2" 25PSI | ISOCYANURATE | FACED SINGLE MATERIAL | PAPER | ROOF DECK | NO | NO | 2 | 11.4 | R
JM | ENRGY 3® 2.1" 25PSI | ISOCYANURATE | FACED SINGLE MATERIAL | PAPER | ROOF DECK | NO | NO | 2.1 | 12 | R
JM | ENRGY 3® 2.2" 25PSI | ISOCYANURATE | FACED SINGLE MATERIAL | PAPER | ROOF DECK | NO | NO | 2.2 | 12.6 | R
JM | ENRGY 3® 2.25" 25PSI | ISOCYANURATE | FACED SINGLE MATERIAL | PAPER | ROOF DECK | NO | NO | 2.25 | 12.9 | R
JM | ENRGY 3® 2.3" 25PSI | ISOCYANURATE | FACED SINGLE MATERIAL | PAPER | ROOF DECK | NO | NO | 2.3 | 13.2 | R
JM | ENRGY 3® 2.4" 25PSI | ISOCYANURATE | FACED SINGLE MATERIAL | PAPER | ROOF DECK | NO | NO | 2.4 | 13.8 | R
JM | ENRGY 3® 2.5" 25PSI | ISOCYANURATE | FACED SINGLE MATERIAL | PAPER | ROOF DECK | NO | NO | 2.5 | 14.4 | R
JM | ENRGY 3® 2.6" 25PSI | ISOCYANURATE | FACED SINGLE MATERIAL | PAPER | ROOF DECK | NO | NO | 2.6 | 15 | R
JM | ENRGY 3® 2.7" 25PSI | ISOCYANURATE | FACED SINGLE MATERIAL | PAPER | ROOF DECK | NO | NO | 2.7 | 15.6 | R
JM | ENRGY 3® 2.75" 25PSI | ISOCYANURATE | FACED SINGLE MATERIAL | PAPER | ROOF DECK | NO | NO | 2.75 | 15.9 | R
JM | ENRGY 3® 2.8" 25PSI | ISOCYANURATE | FACED SINGLE MATERIAL | PAPER | ROOF DECK | NO | NO | 2.8 | 16.2 | R
JM | ENRGY 3® 2.9" 25PSI | ISOCYANURATE | FACED SINGLE MATERIAL | PAPER | ROOF DECK | NO | NO | 2.9 | 16.8 | R
JM | ENRGY 3® 3" 25PSI | ISOCYANURATE | FACED SINGLE MATERIAL | PAPER | ROOF DECK | NO | NO | 3 | 17.4 | R
JM | ENRGY 3® 3.1" 25PSI | ISOCYANURATE | FACED SINGLE MATERIAL | PAPER | ROOF DECK | NO | NO | 3.1 | 18 | R
JM | ENRGY 3® 3.2" 25PSI | ISOCYANURATE | FACED SINGLE MATERIAL | PAPER | ROOF DECK | NO | NO | 3.2 | 18.6 | R
JM | ENRGY 3® 3.25" 25PSI | ISOCYANURATE | FACED SINGLE MATERIAL | PAPER | ROOF DECK | NO | NO | 3.25 | 18.9 | R
JM | ENRGY 3® 3.3" 25PSI | ISOCYANURATE | FACED SINGLE MATERIAL | PAPER | ROOF DECK | NO | NO | 3.3 | 19.2 | R
JM | ENRGY 3® 3.4" 25PSI | ISOCYANURATE | FACED SINGLE MATERIAL | PAPER | ROOF DECK | NO | NO | 3.4 | 19.9 | R
JM | ENRGY 3® 3.5" 25PSI | ISOCYANURATE | FACED SINGLE MATERIAL | PAPER | ROOF DECK | NO | NO | 3.5 | 20.5 | R
JM | ENRGY 3® 3.6" 25PSI | ISOCYANURATE | FACED SINGLE MATERIAL | PAPER | ROOF DECK | NO | NO | 3.6 | 21.1 | R
JM | ENRGY 3® 3.7" 25PSI | ISOCYANURATE | FACED SINGLE MATERIAL | PAPER | ROOF DECK | NO | NO | 3.7 | 21.7 | R
JM | ENRGY 3® 3.75" 25PSI | ISOCYANURATE | FACED SINGLE MATERIAL | PAPER | ROOF DECK | NO | NO | 3.75 | 22 | R
JM | ENRGY 3® 3.8" 25PSI | ISOCYANURATE | FACED SINGLE MATERIAL | PAPER | ROOF DECK | NO | NO | 3.8 | 22.3 | R
JM | ENRGY 3® 3.9" 25PSI | ISOCYANURATE | FACED SINGLE MATERIAL | PAPER | ROOF DECK | NO | NO | 3.9 | 23 | R
JM | ENRGY 3® 4" 25PSI | ISOCYANURATE | FACED SINGLE MATERIAL | PAPER | ROOF DECK | NO | NO | 4 | 23.6 | R
JM | ENRGY 3® 4.1" 25PSI | ISOCYANURATE | FACED SINGLE MATERIAL | PAPER | ROOF DECK | NO | NO | 4.1 | 24.2 | R
JM | ENRGY 3® 4.2" 25PSI | ISOCYANURATE | FACED SINGLE MATERIAL | PAPER | ROOF DECK | NO | NO | 4.2 | 24.9 | R
JM | ENRGY 3® 4.3" 25PSI | ISOCYANURATE | FACED SINGLE MATERIAL | PAPER | ROOF DECK | NO | NO | 4.3 | 25.5 | R
JM | ENRGY 3® 4.4" 25PSI | ISOCYANURATE | FACED SINGLE MATERIAL | PAPER | ROOF DECK | NO | NO | 4.4 | 26.1 | R
JM | ENRGY 3® 4.5" 25PSI | ISOCYANURATE | FACED SINGLE MATERIAL | PAPER | ROOF DECK | NO | NO | 4.5 | 26.8 | R
JM | Tapered ENRGY 3® 1A 25PSI | ISOCYANURATE | FACED SINGLE MATERIAL | PAPER | ROOF DECK | NO | NO | 0.5** | 3.6 | R
JM | Tapered ENRGY 3® 1B 25PSI | ISOCYANURATE | FACED SINGLE MATERIAL | PAPER | ROOF DECK | NO | NO | 0.75** | 5 | R
JM | Tapered ENRGY 3® 01 25PSI | ISOCYANURATE | FACED SINGLE MATERIAL | PAPER | ROOF DECK | NO | NO | 1** | 6.4 | R
JM | Tapered ENRGY 3® 02 25PSI | ISOCYANURATE | FACED SINGLE MATERIAL | PAPER | ROOF DECK | NO | NO | 1.25** | 7.8 | R
JM | Tapered ENRGY 3® 03 25PSI | ISOCYANURATE | FACED SINGLE MATERIAL | PAPER | ROOF DECK | NO | NO | 1.5** | 9.3 | R
JM | Tapered ENRGY 3® 04 25PSI | ISOCYANURATE | FACED SINGLE MATERIAL | PAPER | ROOF DECK | NO | NO | 1.75** | 10.7 | R
JM | Tapered ENRGY 3® 05 25PSI | ISOCYANURATE | FACED SINGLE MATERIAL | PAPER | ROOF DECK | NO | NO | 2** | 12.1 | R
JM | Tapered ENRGY 3® 06 25PSI | ISOCYANURATE | FACED SINGLE MATERIAL | PAPER | ROOF DECK | NO | NO | 2.25** | 13.6 | R
JM | Tapered ENRGY 3® AA 25PSI | ISOCYANURATE | FACED SINGLE MATERIAL | PAPER | ROOF DECK | NO | NO | 0.5** | 4.3 | R
JM | Tapered ENRGY 3® A 25PSI | ISOCYANURATE | FACED SINGLE MATERIAL | PAPER | ROOF DECK | NO | NO | 1** | 7.1 | R
JM | Tapered ENRGY 3® B 25PSI | ISOCYANURATE | FACED SINGLE MATERIAL | PAPER | ROOF DECK | NO | NO | 1.5** | 10 | R
JM | Tapered ENRGY 3® C 25PSI | ISOCYANURATE | FACED SINGLE MATERIAL | PAPER | ROOF DECK | NO | NO | 2** | 12.9 | R
JM | Tapered ENRGY 3® D 25PSI | ISOCYANURATE | FACED SINGLE MATERIAL | PAPER | ROOF DECK | NO | NO | 2.5** | 15.9 | R
JM | Tapered ENRGY 3® E 25PSI | ISOCYANURATE | FACED SINGLE MATERIAL | PAPER | ROOF DECK | NO | NO | 3** | 18.9 | R
JM | Tapered ENRGY 3® F 25PSI | ISOCYANURATE | FACED SINGLE MATERIAL | PAPER | ROOF DECK | NO | NO | 3.5** | 22.1 | R
JM | Tapered ENRGY 3® G 25PSI | ISOCYANURATE | FACED SINGLE MATERIAL | PAPER | ROOF DECK | NO | NO | 1** | 8.6 | R
JM | Tapered ENRGY 3® H 25PSI | ISOCYANURATE | FACED SINGLE MATERIAL | PAPER | ROOF DECK | NO | NO | 2** | 14.4 | R
JM | Tapered ENRGY 3® J 25PSI | ISOCYANURATE | FACED SINGLE MATERIAL | PAPER | ROOF DECK | NO | NO | 1** | 7.8 | R
JM | Tapered ENRGY 3® K 25PSI | ISOCYANURATE | FACED SINGLE MATERIAL | PAPER | ROOF DECK | NO | NO | 1.75** | 12.1 | R
JM | Tapered ENRGY 3® L 25PSI | ISOCYANURATE | FACED SINGLE MATERIAL | PAPER | ROOF DECK | NO | NO | 2.5** | 16.6 | R
JM | Tapered ENRGY 3® M 25PSI | ISOCYANURATE | FACED SINGLE MATERIAL | PAPER | ROOF DECK | NO | NO | 3.25** | 21.2 | R
JM | Tapered ENRGY 3® I 25PSI | ISOCYANURATE | FACED SINGLE MATERIAL | PAPER | ROOF DECK | NO | NO | 3** | 20.5 | R
JM | Tapered ENRGY 3® X 25PSI | ISOCYANURATE | FACED SINGLE MATERIAL | PAPER | ROOF DECK | NO | NO | 0.5** | 5.7 | R
JM | Tapered ENRGY 3® Y 25PSI | ISOCYANURATE | FACED SINGLE MATERIAL | PAPER | ROOF DECK | NO | NO | 1.5** | 11.4 | R
JM | Tapered ENRGY 3® Z 25PSI | ISOCYANURATE | FACED SINGLE MATERIAL | PAPER | ROOF DECK | NO | NO | 2.5** | 17.4 | R
JM | Tapered ENRGY 3® ZZ 25PSI | ISOCYANURATE | FACED SINGLE MATERIAL | PAPER | ROOF DECK | NO | NO | 3.5** | 23.6 | R
JM | Tapered ENRGY 3® SS 25PSI | ISOCYANURATE | FACED SINGLE MATERIAL | PAPER | ROOF DECK | NO | NO | 0.5** | 7.1 | R
JM | Tapered ENRGY 3® TT 25PSI | ISOCYANURATE | FACED SINGLE MATERIAL | PAPER | ROOF DECK | NO | NO | 2** | 15.9 | R
JM | Tapered ENRGY 3® Q 25PSI | ISOCYANURATE | FACED SINGLE MATERIAL | PAPER | ROOF DECK | NO | NO | 0.5** | 8.6 | R
JM | Tapered ENRGY 3® QQ 25PSI | ISOCYANURATE | FACED SINGLE MATERIAL | PAPER | ROOF DECK | NO | NO | 2.5** | 20.5 | R
JM | Tapered ENRGY 3® R 25PSI | ISOCYANURATE | FACED SINGLE MATERIAL | PAPER | ROOF DECK | NO | NO | 0.75** | 5.7 | R
JM | Tapered ENRGY 3® S 25PSI | ISOCYANURATE | FACED SINGLE MATERIAL | PAPER | ROOF DECK | NO | NO | 1.25** | 8.6 | R
JM | Tapered ENRGY 3® T 25PSI | ISOCYANURATE | FACED SINGLE MATERIAL | PAPER | ROOF DECK | NO | NO | 1.75** | 11.4 | R
JM | Tapered ENRGY 3® U 25PSI | ISOCYANURATE | FACED SINGLE MATERIAL | PAPER | ROOF DECK | NO | NO | 2.25** | 14.4 | R
JM | Tapered ENRGY 3® V 25PSI | ISOCYANURATE | FACED SINGLE MATERIAL | PAPER | ROOF DECK | NO | NO | 2.75** | 17.4 | R
JM | Tapered ENRGY 3® W 25PSI | ISOCYANURATE | FACED SINGLE MATERIAL | PAPER | ROOF DECK | NO | NO | 3.25** | 20.5 | R
JM | Tapered ENRGY 3® XX 25PSI | ISOCYANURATE | FACED SINGLE MATERIAL | PAPER | ROOF DECK | NO | NO | 1** | 11.4 | R
JM | Tapered ENRGY 3® KK 25PSI | ISOCYANURATE | FACED SINGLE MATERIAL | PAPER | ROOF DECK | NO | NO | 1.25** | 9.3 | R
JM | Tapered ENRGY 3® JJ 25PSI | ISOCYANURATE | FACED SINGLE MATERIAL | PAPER | ROOF DECK | NO | NO | 0.5** | 5 | R
JM | Tapered ENRGY 3® FF 25PSI | ISOCYANURATE | FACED SINGLE MATERIAL | PAPER | ROOF DECK | NO | NO | 4** | 25.3 | R
JM | Tapered ENRGY 3® LL 25PSI | ISOCYANURATE | FACED SINGLE MATERIAL | PAPER | ROOF DECK | NO | NO | 2** | 13.6 | R
JM | Tapered ENRGY 3® MM 25PSI | ISOCYANURATE | FACED SINGLE MATERIAL | PAPER | ROOF DECK | NO | NO | 2.75** | 18.2 | R
JM | ENRGY 3® CGF 0.5" | ISOCYANURATE | FACED SINGLE MATERIAL | COATED FIBERGLASS | ROOF DECK | NO | NO | 0.5 | 3 | R
JM | ENRGY 3® CGF 0.75" | ISOCYANURATE | FACED SINGLE MATERIAL | COATED FIBERGLASS | ROOF DECK | NO | NO | 0.75 | 4.5 | R
JM | ENRGY 3® CGF 1" | ISOCYANURATE | FACED SINGLE MATERIAL | COATED FIBERGLASS | ROOF DECK | NO | NO | 1 | 5.7 | R
JM | ENRGY 3® CGF 1.1" | ISOCYANURATE | FACED SINGLE MATERIAL | COATED FIBERGLASS | ROOF DECK | NO | NO | 1.1 | 6.3 | R
JM | ENRGY 3® CGF 1.2" | ISOCYANURATE | FACED SINGLE MATERIAL | COATED FIBERGLASS | ROOF DECK | NO | NO | 1.2 | 6.8 | R
JM | ENRGY 3® CGF 1.25" | ISOCYANURATE | FACED SINGLE MATERIAL | COATED FIBERGLASS | ROOF DECK | NO | NO | 1.25 | 7.1 | R
JM | ENRGY 3® CGF 1.3" | ISOCYANURATE | FACED SINGLE MATERIAL | COATED FIBERGLASS | ROOF DECK | NO | NO | 1.3 | 7.4 | R
JM | ENRGY 3® CGF 1.4" | ISOCYANURATE | FACED SINGLE MATERIAL | COATED FIBERGLASS | ROOF DECK | NO | NO | 1.4 | 8 | R
JM | ENRGY 3® CGF 1.5" | ISOCYANURATE | FACED SINGLE MATERIAL | COATED FIBERGLASS | ROOF DECK | NO | NO | 1.5 | 8.6 | R
JM | ENRGY 3® CGF 1.6" | ISOCYANURATE | FACED SINGLE MATERIAL | COATED FIBERGLASS | ROOF DECK | NO | NO | 1.6 | 9.1 | R
JM | ENRGY 3® CGF 1.7" | ISOCYANURATE | FACED SINGLE MATERIAL | COATED FIBERGLASS | ROOF DECK | NO | NO | 1.7 | 9.7 | R
JM | ENRGY 3® CGF 1.75" | ISOCYANURATE | FACED SINGLE MATERIAL | COATED FIBERGLASS | ROOF DECK | NO | NO | 1.75 | 10 | R
JM | ENRGY 3® CGF 1.8" | ISOCYANURATE | FACED SINGLE MATERIAL | COATED FIBERGLASS | ROOF DECK | NO | NO | 1.8 | 10.3 | R
JM | ENRGY 3® CGF 1.9" | ISOCYANURATE | FACED SINGLE MATERIAL | COATED FIBERGLASS | ROOF DECK | NO | NO | 1.9 | 10.8 | R
JM | ENRGY 3® CGF 2" | ISOCYANURATE | FACED SINGLE MATERIAL | COATED FIBERGLASS | ROOF DECK | NO | NO | 2 | 11.4 | R
JM | ENRGY 3® CGF 2.1" | ISOCYANURATE | FACED SINGLE MATERIAL | COATED FIBERGLASS | ROOF DECK | NO | NO | 2.1 | 12 | R
JM | ENRGY 3® CGF 2.2" | ISOCYANURATE | FACED SINGLE MATERIAL | COATED FIBERGLASS | ROOF DECK | NO | NO | 2.2 | 12.6 | R
JM | ENRGY 3® CGF 2.25" | ISOCYANURATE | FACED SINGLE MATERIAL | COATED FIBERGLASS | ROOF DECK | NO | NO | 2.25 | 12.9 | R
JM | ENRGY 3® CGF 2.3" | ISOCYANURATE | FACED SINGLE MATERIAL | COATED FIBERGLASS | ROOF DECK | NO | NO | 2.3 | 13.2 | R
JM | ENRGY 3® CGF 2.4" | ISOCYANURATE | FACED SINGLE MATERIAL | COATED FIBERGLASS | ROOF DECK | NO | NO | 2.4 | 13.8 | R
JM | ENRGY 3® CGF 2.5" | ISOCYANURATE | FACED SINGLE MATERIAL | COATED FIBERGLASS | ROOF DECK | NO | NO | 2.5 | 14.4 | R
JM | ENRGY 3® CGF 2.6" | ISOCYANURATE | FACED SINGLE MATERIAL | COATED FIBERGLASS | ROOF DECK | NO | NO | 2.6 | 15 | R
JM | ENRGY 3® CGF 2.7" | ISOCYANURATE | FACED SINGLE MATERIAL | COATED FIBERGLASS | ROOF DECK | NO | NO | 2.7 | 15.6 | R
JM | ENRGY 3® CGF 2.75" | ISOCYANURATE | FACED SINGLE MATERIAL | COATED FIBERGLASS | ROOF DECK | NO | NO | 2.75 | 15.9 | R
JM | ENRGY 3® CGF 2.8" | ISOCYANURATE | FACED SINGLE MATERIAL | COATED FIBERGLASS | ROOF DECK | NO | NO | 2.8 | 16.2 | R
JM | ENRGY 3® CGF 2.9" | ISOCYANURATE | FACED SINGLE MATERIAL | COATED FIBERGLASS | ROOF DECK | NO | NO | 2.9 | 16.8 | R
JM | ENRGY 3® CGF 3" | ISOCYANURATE | FACED SINGLE MATERIAL | COATED FIBERGLASS | ROOF DECK | NO | NO | 3 | 17.4 | R
JM | ENRGY 3® CGF 3.1" | ISOCYANURATE | FACED SINGLE MATERIAL | COATED FIBERGLASS | ROOF DECK | NO | NO | 3.1 | 18 | R
JM | ENRGY 3® CGF 3.2" | ISOCYANURATE | FACED SINGLE MATERIAL | COATED FIBERGLASS | ROOF DECK | NO | NO | 3.2 | 18.6 | R
JM | ENRGY 3® CGF 3.25" | ISOCYANURATE | FACED SINGLE MATERIAL | COATED FIBERGLASS | ROOF DECK | NO | NO | 3.25 | 18.9 | R
JM | ENRGY 3® CGF 3.3" | ISOCYANURATE | FACED SINGLE MATERIAL | COATED FIBERGLASS | ROOF DECK | NO | NO | 3.3 | 19.2 | R
JM | ENRGY 3® CGF 3.4" | ISOCYANURATE | FACED SINGLE MATERIAL | COATED FIBERGLASS | ROOF DECK | NO | NO | 3.4 | 19.9 | R
JM | ENRGY 3® CGF 3.5" | ISOCYANURATE | FACED SINGLE MATERIAL | COATED FIBERGLASS | ROOF DECK | NO | NO | 3.5 | 20.5 | R
JM | ENRGY 3® CGF 3.6" | ISOCYANURATE | FACED SINGLE MATERIAL | COATED FIBERGLASS | ROOF DECK | NO | NO | 3.6 | 21.1 | R
JM | ENRGY 3® CGF 3.7" | ISOCYANURATE | FACED SINGLE MATERIAL | COATED FIBERGLASS | ROOF DECK | NO | NO | 3.7 | 21.7 | R
JM | ENRGY 3® CGF 3.75" | ISOCYANURATE | FACED SINGLE MATERIAL | COATED FIBERGLASS | ROOF DECK | NO | NO | 3.75 | 22 | R
JM | ENRGY 3® CGF 3.8" | ISOCYANURATE | FACED SINGLE MATERIAL | COATED FIBERGLASS | ROOF DECK | NO | NO | 3.8 | 22.3 | R
JM | ENRGY 3® CGF 3.9" | ISOCYANURATE | FACED SINGLE MATERIAL | COATED FIBERGLASS | ROOF DECK | NO | NO | 3.9 | 23 | R
JM | ENRGY 3® CGF 4" | ISOCYANURATE | FACED SINGLE MATERIAL | COATED FIBERGLASS | ROOF DECK | NO | NO | 4 | 23.6 | R
JM | ENRGY 3® CGF 4.1" | ISOCYANURATE | FACED SINGLE MATERIAL | COATED FIBERGLASS | ROOF DECK | NO | NO | 4.1 | 24.2 | R
JM | ENRGY 3® CGF 4.2" | ISOCYANURATE | FACED SINGLE MATERIAL | COATED FIBERGLASS | ROOF DECK | NO | NO | 4.2 | 24.9 | R
JM | ENRGY 3® CGF 4.3" | ISOCYANURATE | FACED SINGLE MATERIAL | COATED FIBERGLASS | ROOF DECK | NO | NO | 4.3 | 25.5 | R
JM | ENRGY 3® CGF 4.4" | ISOCYANURATE | FACED SINGLE MATERIAL | COATED FIBERGLASS | ROOF DECK | NO | NO | 4.4 | 26.1 | R
JM | ENRGY 3® CGF 4.5" | ISOCYANURATE | FACED SINGLE MATERIAL | COATED FIBERGLASS | ROOF DECK | NO | NO | 4.5 | 26.8 | R
JM | Tapered ENRGY 3® CGF 1A | ISOCYANURATE | FACED SINGLE MATERIAL | COATED FIBERGLASS | ROOF DECK | NO | NO | 0.5** | 3.6 | R
JM | Tapered ENRGY 3® CGF 1B | ISOCYANURATE | FACED SINGLE MATERIAL | COATED FIBERGLASS | ROOF DECK | NO | NO | 0.75** | 5 | R
JM | Tapered ENRGY 3® CGF 01 | ISOCYANURATE | FACED SINGLE MATERIAL | COATED FIBERGLASS | ROOF DECK | NO | NO | 1** | 6.4 | R
JM | Tapered ENRGY 3® CGF 02 | ISOCYANURATE | FACED SINGLE MATERIAL | COATED FIBERGLASS | ROOF DECK | NO | NO | 1.25** | 7.8 | R
JM | Tapered ENRGY 3® CGF 03 | ISOCYANURATE | FACED SINGLE MATERIAL | COATED FIBERGLASS | ROOF DECK | NO | NO | 1.5** | 9.3 | R
JM | Tapered ENRGY 3® CGF 04 | ISOCYANURATE | FACED SINGLE MATERIAL | COATED FIBERGLASS | ROOF DECK | NO | NO | 1.75** | 10.7 | R
JM | Tapered ENRGY 3® CGF 05 | ISOCYANURATE | FACED SINGLE MATERIAL | COATED FIBERGLASS | ROOF DECK | NO | NO | 2** | 12.1 | R
JM | Tapered ENRGY 3® CGF 06 | ISOCYANURATE | FACED SINGLE MATERIAL | COATED FIBERGLASS | ROOF DECK | NO | NO | 2.25** | 13.6 | R
JM | Tapered ENRGY 3® CGF AA | ISOCYANURATE | FACED SINGLE MATERIAL | COATED FIBERGLASS | ROOF DECK | NO | NO | 0.5** | 4.3 | R
JM | Tapered ENRGY 3® CGF A | ISOCYANURATE | FACED SINGLE MATERIAL | COATED FIBERGLASS | ROOF DECK | NO | NO | 1** | 7.1 | R
JM | Tapered ENRGY 3® CGF B | ISOCYANURATE | FACED SINGLE MATERIAL | COATED FIBERGLASS | ROOF DECK | NO | NO | 1.5** | 10 | R
JM | Tapered ENRGY 3® CGF C | ISOCYANURATE | FACED SINGLE MATERIAL | COATED FIBERGLASS | ROOF DECK | NO | NO | 2** | 12.9 | R
JM | Tapered ENRGY 3® CGF D | ISOCYANURATE | FACED SINGLE MATERIAL | COATED FIBERGLASS | ROOF DECK | NO | NO | 2.5** | 15.9 | R
JM | Tapered ENRGY 3® CGF E | ISOCYANURATE | FACED SINGLE MATERIAL | COATED FIBERGLASS | ROOF DECK | NO | NO | 3** | 18.9 | R
JM | Tapered ENRGY 3® CGF F | ISOCYANURATE | FACED SINGLE MATERIAL | COATED FIBERGLASS | ROOF DECK | NO | NO | 3.5** | 22.1 | R
JM | Tapered ENRGY 3® CGF G | ISOCYANURATE | FACED SINGLE MATERIAL | COATED FIBERGLASS | ROOF DECK | NO | NO | 1** | 8.6 | R
JM | Tapered ENRGY 3® CGF H | ISOCYANURATE | FACED SINGLE MATERIAL | COATED FIBERGLASS | ROOF DECK | NO | NO | 2** | 14.4 | R
JM | Tapered ENRGY 3® CGF J | ISOCYANURATE | FACED SINGLE MATERIAL | COATED FIBERGLASS | ROOF DECK | NO | NO | 1** | 7.8 | R
JM | Tapered ENRGY 3® CGF K | ISOCYANURATE | FACED SINGLE MATERIAL | COATED FIBERGLASS | ROOF DECK | NO | NO | 1.75** | 12.1 | R
JM | Tapered ENRGY 3® CGF L | ISOCYANURATE | FACED SINGLE MATERIAL | COATED FIBERGLASS | ROOF DECK | NO | NO | 2.5** | 16.6 | R
JM | Tapered ENRGY 3® CGF M | ISOCYANURATE | FACED SINGLE MATERIAL | COATED FIBERGLASS | ROOF DECK | NO | NO | 3.25** | 21.2 | R
JM | Tapered ENRGY 3® CGF I | ISOCYANURATE | FACED SINGLE MATERIAL | COATED FIBERGLASS | ROOF DECK | NO | NO | 3** | 20.5 | R
JM | Tapered ENRGY 3® CGF X | ISOCYANURATE | FACED SINGLE MATERIAL | COATED FIBERGLASS | ROOF DECK | NO | NO | 0.5** | 5.7 | R
JM | Tapered ENRGY 3® CGF Y | ISOCYANURATE | FACED SINGLE MATERIAL | COATED FIBERGLASS | ROOF DECK | NO | NO | 1.5** | 11.4 | R
JM | Tapered ENRGY 3® CGF Z | ISOCYANURATE | FACED SINGLE MATERIAL | COATED FIBERGLASS | ROOF DECK | NO | NO | 2.5** | 17.4 | R
JM | Tapered ENRGY 3® CGF ZZ | ISOCYANURATE | FACED SINGLE MATERIAL | COATED FIBERGLASS | ROOF DECK | NO | NO | 3.5** | 23.6 | R
JM | Tapered ENRGY 3® CGF SS | ISOCYANURATE | FACED SINGLE MATERIAL | COATED FIBERGLASS | ROOF DECK | NO | NO | 0.5** | 7.1 | R
JM | Tapered ENRGY 3® CGF TT | ISOCYANURATE | FACED SINGLE MATERIAL | COATED FIBERGLASS | ROOF DECK | NO | NO | 2** | 15.9 | R
JM | Tapered ENRGY 3® CGF Q | ISOCYANURATE | FACED SINGLE MATERIAL | COATED FIBERGLASS | ROOF DECK | NO | NO | 0.5** | 8.6 | R
JM | Tapered ENRGY 3® CGF QQ | ISOCYANURATE | FACED SINGLE MATERIAL | COATED FIBERGLASS | ROOF DECK | NO | NO | 2.5** | 20.5 | R
JM | Tapered ENRGY 3® CGF R | ISOCYANURATE | FACED SINGLE MATERIAL | COATED FIBERGLASS | ROOF DECK | NO | NO | 0.75** | 5.7 | R
JM | Tapered ENRGY 3® CGF S | ISOCYANURATE | FACED SINGLE MATERIAL | COATED FIBERGLASS | ROOF DECK | NO | NO | 1.25** | 8.6 | R
JM | Tapered ENRGY 3® CGF T | ISOCYANURATE | FACED SINGLE MATERIAL | COATED FIBERGLASS | ROOF DECK | NO | NO | 1.75** | 11.4 | R
JM | Tapered ENRGY 3® CGF U | ISOCYANURATE | FACED SINGLE MATERIAL | COATED FIBERGLASS | ROOF DECK | NO | NO | 2.25** | 14.4 | R
JM | Tapered ENRGY 3® CGF V | ISOCYANURATE | FACED SINGLE MATERIAL | COATED FIBERGLASS | ROOF DECK | NO | NO | 2.75** | 17.4 | R
JM | Tapered ENRGY 3® CGF W | ISOCYANURATE | FACED SINGLE MATERIAL | COATED FIBERGLASS | ROOF DECK | NO | NO | 3.25** | 20.5 | R
JM | Tapered ENRGY 3® CGF XX | ISOCYANURATE | FACED SINGLE MATERIAL | COATED FIBERGLASS | ROOF DECK | NO | NO | 1** | 11.4 | R
JM | Tapered ENRGY 3® CGF KK | ISOCYANURATE | FACED SINGLE MATERIAL | COATED FIBERGLASS | ROOF DECK | NO | NO | 1.25** | 9.3 | R
JM | Tapered ENRGY 3® CGF JJ | ISOCYANURATE | FACED SINGLE MATERIAL | COATED FIBERGLASS | ROOF DECK | NO | NO | 0.5** | 5 | R
JM | Tapered ENRGY 3® CGF FF | ISOCYANURATE | FACED SINGLE MATERIAL | COATED FIBERGLASS | ROOF DECK | NO | NO | 4** | 25.3 | R
JM | Tapered ENRGY 3® CGF LL | ISOCYANURATE | FACED SINGLE MATERIAL | COATED FIBERGLASS | ROOF DECK | NO | NO | 2** | 13.6 | R
JM | Tapered ENRGY 3® CGF MM | ISOCYANURATE | FACED SINGLE MATERIAL | COATED FIBERGLASS | ROOF DECK | NO | NO | 2.75** | 18.2 | R
JM | ENRGY 3® CGF 0.5" 25PSI | ISOCYANURATE | FACED SINGLE MATERIAL | COATED FIBERGLASS | ROOF DECK | NO | NO | 0.5 | 3 | R
JM | ENRGY 3® CGF 0.75" 25PSI | ISOCYANURATE | FACED SINGLE MATERIAL | COATED FIBERGLASS | ROOF DECK | NO | NO | 0.75 | 4.5 | R
JM | ENRGY 3® CGF 1" 25PSI | ISOCYANURATE | FACED SINGLE MATERIAL | COATED FIBERGLASS | ROOF DECK | NO | NO | 1 | 5.7 | R
JM | ENRGY 3® CGF 1.1" 25PSI | ISOCYANURATE | FACED SINGLE MATERIAL | COATED FIBERGLASS | ROOF DECK | NO | NO | 1.1 | 6.3 | R
JM | ENRGY 3® CGF 1.2" 25PSI | ISOCYANURATE | FACED SINGLE MATERIAL | COATED FIBERGLASS | ROOF DECK | NO | NO | 1.2 | 6.8 | R
JM | ENRGY 3® CGF 1.25" 25PSI | ISOCYANURATE | FACED SINGLE MATERIAL | COATED FIBERGLASS | ROOF DECK | NO | NO | 1.25 | 7.1 | R
JM | ENRGY 3® CGF 1.3" 25PSI | ISOCYANURATE | FACED SINGLE MATERIAL | COATED FIBERGLASS | ROOF DECK | NO | NO | 1.3 | 7.4 | R
JM | ENRGY 3® CGF 1.4" 25PSI | ISOCYANURATE | FACED SINGLE MATERIAL | COATED FIBERGLASS | ROOF DECK | NO | NO | 1.4 | 8 | R
JM | ENRGY 3® CGF 1.5" 25PSI | ISOCYANURATE | FACED SINGLE MATERIAL | COATED FIBERGLASS | ROOF DECK | NO | NO | 1.5 | 8.6 | R
JM | ENRGY 3® CGF 1.6" 25PSI | ISOCYANURATE | FACED SINGLE MATERIAL | COATED FIBERGLASS | ROOF DECK | NO | NO | 1.6 | 9.1 | R
JM | ENRGY 3® CGF 1.7" 25PSI | ISOCYANURATE | FACED SINGLE MATERIAL | COATED FIBERGLASS | ROOF DECK | NO | NO | 1.7 | 9.7 | R
JM | ENRGY 3® CGF 1.75" 25PSI | ISOCYANURATE | FACED SINGLE MATERIAL | COATED FIBERGLASS | ROOF DECK | NO | NO | 1.75 | 10 | R
JM | ENRGY 3® CGF 1.8" 25PSI | ISOCYANURATE | FACED SINGLE MATERIAL | COATED FIBERGLASS | ROOF DECK | NO | NO | 1.8 | 10.3 | R
JM | ENRGY 3® CGF 1.9" 25PSI | ISOCYANURATE | FACED SINGLE MATERIAL | COATED FIBERGLASS | ROOF DECK | NO | NO | 1.9 | 10.8 | R
JM | ENRGY 3® CGF 2" 25PSI | ISOCYANURATE | FACED SINGLE MATERIAL | COATED FIBERGLASS | ROOF DECK | NO | NO | 2 | 11.4 | R
JM | ENRGY 3® CGF 2.1" 25PSI | ISOCYANURATE | FACED SINGLE MATERIAL | COATED FIBERGLASS | ROOF DECK | NO | NO | 2.1 | 12 | R
JM | ENRGY 3® CGF 2.2" 25PSI | ISOCYANURATE | FACED SINGLE MATERIAL | COATED FIBERGLASS | ROOF DECK | NO | NO | 2.2 | 12.6 | R
JM | ENRGY 3® CGF 2.25" 25PSI | ISOCYANURATE | FACED SINGLE MATERIAL | COATED FIBERGLASS | ROOF DECK | NO | NO | 2.25 | 12.9 | R
JM | ENRGY 3® CGF 2.3" 25PSI | ISOCYANURATE | FACED SINGLE MATERIAL | COATED FIBERGLASS | ROOF DECK | NO | NO | 2.3 | 13.2 | R
JM | ENRGY 3® CGF 2.4" 25PSI | ISOCYANURATE | FACED SINGLE MATERIAL | COATED FIBERGLASS | ROOF DECK | NO | NO | 2.4 | 13.8 | R
JM | ENRGY 3® CGF 2.5" 25PSI | ISOCYANURATE | FACED SINGLE MATERIAL | COATED FIBERGLASS | ROOF DECK | NO | NO | 2.5 | 14.4 | R
JM | ENRGY 3® CGF 2.6" 25PSI | ISOCYANURATE | FACED SINGLE MATERIAL | COATED FIBERGLASS | ROOF DECK | NO | NO | 2.6 | 15 | R
JM | ENRGY 3® CGF 2.7" 25PSI | ISOCYANURATE | FACED SINGLE MATERIAL | COATED FIBERGLASS | ROOF DECK | NO | NO | 2.7 | 15.6 | R
JM | ENRGY 3® CGF 2.75" 25PSI | ISOCYANURATE | FACED SINGLE MATERIAL | COATED FIBERGLASS | ROOF DECK | NO | NO | 2.75 | 15.9 | R
JM | ENRGY 3® CGF 2.8" 25PSI | ISOCYANURATE | FACED SINGLE MATERIAL | COATED FIBERGLASS | ROOF DECK | NO | NO | 2.8 | 16.2 | R
JM | ENRGY 3® CGF 2.9" 25PSI | ISOCYANURATE | FACED SINGLE MATERIAL | COATED FIBERGLASS | ROOF DECK | NO | NO | 2.9 | 16.8 | R
JM | ENRGY 3® CGF 3" 25PSI | ISOCYANURATE | FACED SINGLE MATERIAL | COATED FIBERGLASS | ROOF DECK | NO | NO | 3 | 17.4 | R
JM | ENRGY 3® CGF 3.1" 25PSI | ISOCYANURATE | FACED SINGLE MATERIAL | COATED FIBERGLASS | ROOF DECK | NO | NO | 3.1 | 18 | R
JM | ENRGY 3® CGF 3.2" 25PSI | ISOCYANURATE | FACED SINGLE MATERIAL | COATED FIBERGLASS | ROOF DECK | NO | NO | 3.2 | 18.6 | R
JM | ENRGY 3® CGF 3.25" 25PSI | ISOCYANURATE | FACED SINGLE MATERIAL | COATED FIBERGLASS | ROOF DECK | NO | NO | 3.25 | 18.9 | R
JM | ENRGY 3® CGF 3.3" 25PSI | ISOCYANURATE | FACED SINGLE MATERIAL | COATED FIBERGLASS | ROOF DECK | NO | NO | 3.3 | 19.2 | R
JM | ENRGY 3® CGF 3.4" 25PSI | ISOCYANURATE | FACED SINGLE MATERIAL | COATED FIBERGLASS | ROOF DECK | NO | NO | 3.4 | 19.9 | R
JM | ENRGY 3® CGF 3.5" 25PSI | ISOCYANURATE | FACED SINGLE MATERIAL | COATED FIBERGLASS | ROOF DECK | NO | NO | 3.5 | 20.5 | R
JM | ENRGY 3® CGF 3.6" 25PSI | ISOCYANURATE | FACED SINGLE MATERIAL | COATED FIBERGLASS | ROOF DECK | NO | NO | 3.6 | 21.1 | R
JM | ENRGY 3® CGF 3.7" 25PSI | ISOCYANURATE | FACED SINGLE MATERIAL | COATED FIBERGLASS | ROOF DECK | NO | NO | 3.7 | 21.7 | R
JM | ENRGY 3® CGF 3.75" 25PSI | ISOCYANURATE | FACED SINGLE MATERIAL | COATED FIBERGLASS | ROOF DECK | NO | NO | 3.75 | 22 | R
JM | ENRGY 3® CGF 3.8" 25PSI | ISOCYANURATE | FACED SINGLE MATERIAL | COATED FIBERGLASS | ROOF DECK | NO | NO | 3.8 | 22.3 | R
JM | ENRGY 3® CGF 3.9" 25PSI | ISOCYANURATE | FACED SINGLE MATERIAL | COATED FIBERGLASS | ROOF DECK | NO | NO | 3.9 | 23 | R
JM | ENRGY 3® CGF 4" 25PSI | ISOCYANURATE | FACED SINGLE MATERIAL | COATED FIBERGLASS | ROOF DECK | NO | NO | 4 | 23.6 | R
JM | ENRGY 3® CGF 4.1" 25PSI | ISOCYANURATE | FACED SINGLE MATERIAL | COATED FIBERGLASS | ROOF DECK | NO | NO | 4.1 | 24.2 | R
JM | ENRGY 3® CGF 4.2" 25PSI | ISOCYANURATE | FACED SINGLE MATERIAL | COATED FIBERGLASS | ROOF DECK | NO | NO | 4.2 | 24.9 | R
JM | ENRGY 3® CGF 4.3" 25PSI | ISOCYANURATE | FACED SINGLE MATERIAL | COATED FIBERGLASS | ROOF DECK | NO | NO | 4.3 | 25.5 | R
JM | ENRGY 3® CGF 4.4" 25PSI | ISOCYANURATE | FACED SINGLE MATERIAL | COATED FIBERGLASS | ROOF DECK | NO | NO | 4.4 | 26.1 | R
JM | ENRGY 3® CGF 4.5" 25PSI | ISOCYANURATE | FACED SINGLE MATERIAL | COATED FIBERGLASS | ROOF DECK | NO | NO | 4.5 | 26.8 | R
JM | Tapered ENRGY 3® CGF 1A 25PSI | ISOCYANURATE | FACED SINGLE MATERIAL | COATED FIBERGLASS | ROOF DECK | NO | NO | 0.5** | 3.6 | R
JM | Tapered ENRGY 3® CGF 1B 25PSI | ISOCYANURATE | FACED SINGLE MATERIAL | COATED FIBERGLASS | ROOF DECK | NO | NO | 0.75** | 5 | R
JM | Tapered ENRGY 3® CGF 01 25PSI | ISOCYANURATE | FACED SINGLE MATERIAL | COATED FIBERGLASS | ROOF DECK | NO | NO | 1** | 6.4 | R
JM | Tapered ENRGY 3® CGF 02 25PSI | ISOCYANURATE | FACED SINGLE MATERIAL | COATED FIBERGLASS | ROOF DECK | NO | NO | 1.25** | 7.8 | R
JM | Tapered ENRGY 3® CGF 03 25PSI | ISOCYANURATE | FACED SINGLE MATERIAL | COATED FIBERGLASS | ROOF DECK | NO | NO | 1.5** | 9.3 | R
JM | Tapered ENRGY 3® CGF 04 25PSI | ISOCYANURATE | FACED SINGLE MATERIAL | COATED FIBERGLASS | ROOF DECK | NO | NO | 1.75** | 10.7 | R
JM | Tapered ENRGY 3® CGF 05 25PSI | ISOCYANURATE | FACED SINGLE MATERIAL | COATED FIBERGLASS | ROOF DECK | NO | NO | 2** | 12.1 | R
JM | Tapered ENRGY 3® CGF 06 25PSI | ISOCYANURATE | FACED SINGLE MATERIAL | COATED FIBERGLASS | ROOF DECK | NO | NO | 2.25** | 13.6 | R
JM | Tapered ENRGY 3® CGF AA 25PSI | ISOCYANURATE | FACED SINGLE MATERIAL | COATED FIBERGLASS | ROOF DECK | NO | NO | 0.5** | 4.3 | R
JM | Tapered ENRGY 3® CGF A 25PSI | ISOCYANURATE | FACED SINGLE MATERIAL | COATED FIBERGLASS | ROOF DECK | NO | NO | 1** | 7.1 | R
JM | Tapered ENRGY 3® CGF B 25PSI | ISOCYANURATE | FACED SINGLE MATERIAL | COATED FIBERGLASS | ROOF DECK | NO | NO | 1.5** | 10 | R
JM | Tapered ENRGY 3® CGF C 25PSI | ISOCYANURATE | FACED SINGLE MATERIAL | COATED FIBERGLASS | ROOF DECK | NO | NO | 2** | 12.9 | R
JM | Tapered ENRGY 3® CGF D 25PSI | ISOCYANURATE | FACED SINGLE MATERIAL | COATED FIBERGLASS | ROOF DECK | NO | NO | 2.5** | 15.9 | R
JM | Tapered ENRGY 3® CGF E 25PSI | ISOCYANURATE | FACED SINGLE MATERIAL | COATED FIBERGLASS | ROOF DECK | NO | NO | 3** | 18.9 | R
JM | Tapered ENRGY 3® CGF F 25PSI | ISOCYANURATE | FACED SINGLE MATERIAL | COATED FIBERGLASS | ROOF DECK | NO | NO | 3.5** | 22.1 | R
JM | Tapered ENRGY 3® CGF G 25PSI | ISOCYANURATE | FACED SINGLE MATERIAL | COATED FIBERGLASS | ROOF DECK | NO | NO | 1** | 8.6 | R
JM | Tapered ENRGY 3® CGF H 25PSI | ISOCYANURATE | FACED SINGLE MATERIAL | COATED FIBERGLASS | ROOF DECK | NO | NO | 2** | 14.4 | R
JM | Tapered ENRGY 3® CGF J 25PSI | ISOCYANURATE | FACED SINGLE MATERIAL | COATED FIBERGLASS | ROOF DECK | NO | NO | 1** | 7.8 | R
JM | Tapered ENRGY 3® CGF K 25PSI | ISOCYANURATE | FACED SINGLE MATERIAL | COATED FIBERGLASS | ROOF DECK | NO | NO | 1.75** | 12.1 | R
JM | Tapered ENRGY 3® CGF L 25PSI | ISOCYANURATE | FACED SINGLE MATERIAL | COATED FIBERGLASS | ROOF DECK | NO | NO | 2.5** | 16.6 | R
JM | Tapered ENRGY 3® CGF M 25PSI | ISOCYANURATE | FACED SINGLE MATERIAL | COATED FIBERGLASS | ROOF DECK | NO | NO | 3.25** | 21.2 | R
JM | Tapered ENRGY 3® CGF I 25PSI | ISOCYANURATE | FACED SINGLE MATERIAL | COATED FIBERGLASS | ROOF DECK | NO | NO | 3** | 20.5 | R
JM | Tapered ENRGY 3® CGF X 25PSI | ISOCYANURATE | FACED SINGLE MATERIAL | COATED FIBERGLASS | ROOF DECK | NO | NO | 0.5** | 5.7 | R
JM | Tapered ENRGY 3® CGF Y 25PSI | ISOCYANURATE | FACED SINGLE MATERIAL | COATED FIBERGLASS | ROOF DECK | NO | NO | 1.5** | 11.4 | R
JM | Tapered ENRGY 3® CGF Z 25PSI | ISOCYANURATE | FACED SINGLE MATERIAL | COATED FIBERGLASS | ROOF DECK | NO | NO | 2.5** | 17.4 | R
JM | Tapered ENRGY 3® CGF ZZ 25PSI | ISOCYANURATE | FACED SINGLE MATERIAL | COATED FIBERGLASS | ROOF DECK | NO | NO | 3.5** | 23.6 | R
JM | Tapered ENRGY 3® CGF SS 25PSI | ISOCYANURATE | FACED SINGLE MATERIAL | COATED FIBERGLASS | ROOF DECK | NO | NO | 0.5** | 7.1 | R
JM | Tapered ENRGY 3® CGF TT 25PSI | ISOCYANURATE | FACED SINGLE MATERIAL | COATED FIBERGLASS | ROOF DECK | NO | NO | 2** | 15.9 | R
JM | Tapered ENRGY 3® CGF Q 25PSI | ISOCYANURATE | FACED SINGLE MATERIAL | COATED FIBERGLASS | ROOF DECK | NO | NO | 0.5** | 8.6 | R
JM | Tapered ENRGY 3® CGF QQ 25PSI | ISOCYANURATE | FACED SINGLE MATERIAL | COATED FIBERGLASS | ROOF DECK | NO | NO | 2.5** | 20.5 | R
JM | Tapered ENRGY 3® CGF R 25PSI | ISOCYANURATE | FACED SINGLE MATERIAL | COATED FIBERGLASS | ROOF DECK | NO | NO | 0.75** | 5.7 | R
JM | Tapered ENRGY 3® CGF S 25PSI | ISOCYANURATE | FACED SINGLE MATERIAL | COATED FIBERGLASS | ROOF DECK | NO | NO | 1.25** | 8.6 | R
JM | Tapered ENRGY 3® CGF T 25PSI | ISOCYANURATE | FACED SINGLE MATERIAL | COATED FIBERGLASS | ROOF DECK | NO | NO | 1.75** | 11.4 | R
JM | Tapered ENRGY 3® CGF U 25PSI | ISOCYANURATE | FACED SINGLE MATERIAL | COATED FIBERGLASS | ROOF DECK | NO | NO | 2.25** | 14.4 | R
JM | Tapered ENRGY 3® CGF V 25PSI | ISOCYANURATE | FACED SINGLE MATERIAL | COATED FIBERGLASS | ROOF DECK | NO | NO | 2.75** | 17.4 | R
JM | Tapered ENRGY 3® CGF W 25PSI | ISOCYANURATE | FACED SINGLE MATERIAL | COATED FIBERGLASS | ROOF DECK | NO | NO | 3.25** | 20.5 | R
JM | Tapered ENRGY 3® CGF XX 25PSI | ISOCYANURATE | FACED SINGLE MATERIAL | COATED FIBERGLASS | ROOF DECK | NO | NO | 1** | 11.4 | R
JM | Tapered ENRGY 3® CGF KK 25PSI | ISOCYANURATE | FACED SINGLE MATERIAL | COATED FIBERGLASS | ROOF DECK | NO | NO | 1.25** | 9.3 | R
JM | Tapered ENRGY 3® CGF JJ 25PSI | ISOCYANURATE | FACED SINGLE MATERIAL | COATED FIBERGLASS | ROOF DECK | NO | NO | 0.5** | 5 | R
JM | Tapered ENRGY 3® CGF FF 25PSI | ISOCYANURATE | FACED SINGLE MATERIAL | COATED FIBERGLASS | ROOF DECK | NO | NO | 4** | 25.3 | R
JM | Tapered ENRGY 3® CGF LL 25PSI | ISOCYANURATE | FACED SINGLE MATERIAL | COATED FIBERGLASS | ROOF DECK | NO | NO | 2** | 13.6 | R
JM | Tapered ENRGY 3® CGF MM 25PSI | ISOCYANURATE | FACED SINGLE MATERIAL | COATED FIBERGLASS | ROOF DECK | NO | NO | 2.75** | 18.2 | R
JM | ENRGY 3.E® 0.5" | ISOCYANURATE | FACED SINGLE MATERIAL | PAPER | ROOF DECK | NO | NO | 0.5 | 3 | R
JM | ENRGY 3.E® 0.75" | ISOCYANURATE | FACED SINGLE MATERIAL | PAPER | ROOF DECK | NO | NO | 0.75 | 4.5 | R
JM | ENRGY 3.E® 1" | ISOCYANURATE | FACED SINGLE MATERIAL | PAPER | ROOF DECK | NO | NO | 1 | 5.7 | R
JM | ENRGY 3.E® 1.1" | ISOCYANURATE | FACED SINGLE MATERIAL | PAPER | ROOF DECK | NO | NO | 1.1 | 6.3 | R
JM | ENRGY 3.E® 1.2" | ISOCYANURATE | FACED SINGLE MATERIAL | PAPER | ROOF DECK | NO | NO | 1.2 | 6.8 | R
JM | ENRGY 3.E® 1.25" | ISOCYANURATE | FACED SINGLE MATERIAL | PAPER | ROOF DECK | NO | NO | 1.25 | 7.1 | R
JM | ENRGY 3.E® 1.3" | ISOCYANURATE | FACED SINGLE MATERIAL | PAPER | ROOF DECK | NO | NO | 1.3 | 7.4 | R
JM | ENRGY 3.E® 1.4" | ISOCYANURATE | FACED SINGLE MATERIAL | PAPER | ROOF DECK | NO | NO | 1.4 | 8 | R
JM | ENRGY 3.E® 1.5" | ISOCYANURATE | FACED SINGLE MATERIAL | PAPER | ROOF DECK | NO | NO | 1.5 | 8.6 | R
JM | ENRGY 3.E® 1.6" | ISOCYANURATE | FACED SINGLE MATERIAL | PAPER | ROOF DECK | NO | NO | 1.6 | 9.1 | R
JM | ENRGY 3.E® 1.7" | ISOCYANURATE | FACED SINGLE MATERIAL | PAPER | ROOF DECK | NO | NO | 1.7 | 9.7 | R
JM | ENRGY 3.E® 1.75" | ISOCYANURATE | FACED SINGLE MATERIAL | PAPER | ROOF DECK | NO | NO | 1.75 | 10 | R
JM | ENRGY 3.E® 1.8" | ISOCYANURATE | FACED SINGLE MATERIAL | PAPER | ROOF DECK | NO | NO | 1.8 | 10.3 | R
JM | ENRGY 3.E® 1.9" | ISOCYANURATE | FACED SINGLE MATERIAL | PAPER | ROOF DECK | NO | NO | 1.9 | 10.8 | R
JM | ENRGY 3.E® 2" | ISOCYANURATE | FACED SINGLE MATERIAL | PAPER | ROOF DECK | NO | NO | 2 | 11.4 | R
JM | ENRGY 3.E® 2.1" | ISOCYANURATE | FACED SINGLE MATERIAL | PAPER | ROOF DECK | NO | NO | 2.1 | 12 | R
JM | ENRGY 3.E® 2.2" | ISOCYANURATE | FACED SINGLE MATERIAL | PAPER | ROOF DECK | NO | NO | 2.2 | 12.6 | R
JM | ENRGY 3.E® 2.25" | ISOCYANURATE | FACED SINGLE MATERIAL | PAPER | ROOF DECK | NO | NO | 2.25 | 12.9 | R
JM | ENRGY 3.E® 2.3" | ISOCYANURATE | FACED SINGLE MATERIAL | PAPER | ROOF DECK | NO | NO | 2.3 | 13.2 | R
JM | ENRGY 3.E® 2.4" | ISOCYANURATE | FACED SINGLE MATERIAL | PAPER | ROOF DECK | NO | NO | 2.4 | 13.8 | R
JM | ENRGY 3.E® 2.5" | ISOCYANURATE | FACED SINGLE MATERIAL | PAPER | ROOF DECK | NO | NO | 2.5 | 14.4 | R
JM | ENRGY 3.E® 2.6" | ISOCYANURATE | FACED SINGLE MATERIAL | PAPER | ROOF DECK | NO | NO | 2.6 | 15 | R
JM | ENRGY 3.E® 2.7" | ISOCYANURATE | FACED SINGLE MATERIAL | PAPER | ROOF DECK | NO | NO | 2.7 | 15.6 | R
JM | ENRGY 3.E® 2.75" | ISOCYANURATE | FACED SINGLE MATERIAL | PAPER | ROOF DECK | NO | NO | 2.75 | 15.9 | R
JM | ENRGY 3.E® 2.8" | ISOCYANURATE | FACED SINGLE MATERIAL | PAPER | ROOF DECK | NO | NO | 2.8 | 16.2 | R
JM | ENRGY 3.E® 2.9" | ISOCYANURATE | FACED SINGLE MATERIAL | PAPER | ROOF DECK | NO | NO | 2.9 | 16.8 | R
JM | ENRGY 3.E® 3" | ISOCYANURATE | FACED SINGLE MATERIAL | PAPER | ROOF DECK | NO | NO | 3 | 17.4 | R
JM | ENRGY 3.E® 3.1" | ISOCYANURATE | FACED SINGLE MATERIAL | PAPER | ROOF DECK | NO | NO | 3.1 | 18 | R
JM | ENRGY 3.E® 3.2" | ISOCYANURATE | FACED SINGLE MATERIAL | PAPER | ROOF DECK | NO | NO | 3.2 | 18.6 | R
JM | ENRGY 3.E® 3.25" | ISOCYANURATE | FACED SINGLE MATERIAL | PAPER | ROOF DECK | NO | NO | 3.25 | 18.9 | R
JM | ENRGY 3.E® 3.3" | ISOCYANURATE | FACED SINGLE MATERIAL | PAPER | ROOF DECK | NO | NO | 3.3 | 19.2 | R
JM | ENRGY 3.E® 3.4" | ISOCYANURATE | FACED SINGLE MATERIAL | PAPER | ROOF DECK | NO | NO | 3.4 | 19.9 | R
JM | ENRGY 3.E® 3.5" | ISOCYANURATE | FACED SINGLE MATERIAL | PAPER | ROOF DECK | NO | NO | 3.5 | 20.5 | R
JM | ENRGY 3.E® 3.6" | ISOCYANURATE | FACED SINGLE MATERIAL | PAPER | ROOF DECK | NO | NO | 3.6 | 21.1 | R
JM | ENRGY 3.E® 3.7" | ISOCYANURATE | FACED SINGLE MATERIAL | PAPER | ROOF DECK | NO | NO | 3.7 | 21.7 | R
JM | ENRGY 3.E® 3.75" | ISOCYANURATE | FACED SINGLE MATERIAL | PAPER | ROOF DECK | NO | NO | 3.75 | 22 | R
JM | ENRGY 3.E® 3.8" | ISOCYANURATE | FACED SINGLE MATERIAL | PAPER | ROOF DECK | NO | NO | 3.8 | 22.3 | R
JM | ENRGY 3.E® 3.9" | ISOCYANURATE | FACED SINGLE MATERIAL | PAPER | ROOF DECK | NO | NO | 3.9 | 23 | R
JM | ENRGY 3.E® 4" | ISOCYANURATE | FACED SINGLE MATERIAL | PAPER | ROOF DECK | NO | NO | 4 | 23.6 | R
JM | ENRGY 3.E® 4.1" | ISOCYANURATE | FACED SINGLE MATERIAL | PAPER | ROOF DECK | NO | NO | 4.1 | 24.2 | R
JM | ENRGY 3.E® 4.2" | ISOCYANURATE | FACED SINGLE MATERIAL | PAPER | ROOF DECK | NO | NO | 4.2 | 24.9 | R
JM | ENRGY 3.E® 4.3" | ISOCYANURATE | FACED SINGLE MATERIAL | PAPER | ROOF DECK | NO | NO | 4.3 | 25.5 | R
JM | ENRGY 3.E® 4.4" | ISOCYANURATE | FACED SINGLE MATERIAL | PAPER | ROOF DECK | NO | NO | 4.4 | 26.1 | R
JM | ENRGY 3.E® 4.5" | ISOCYANURATE | FACED SINGLE MATERIAL | PAPER | ROOF DECK | NO | NO | 4.5 | 26.8 | R
JM | Tapered ENRGY 3.E® 1A | ISOCYANURATE | FACED SINGLE MATERIAL | PAPER | ROOF DECK | NO | NO | 0.5** | 3.6 | R
JM | Tapered ENRGY 3.E® 1B | ISOCYANURATE | FACED SINGLE MATERIAL | PAPER | ROOF DECK | NO | NO | 0.75** | 5 | R
JM | Tapered ENRGY 3.E® 01 | ISOCYANURATE | FACED SINGLE MATERIAL | PAPER | ROOF DECK | NO | NO | 1** | 6.4 | R
JM | Tapered ENRGY 3.E® 02 | ISOCYANURATE | FACED SINGLE MATERIAL | PAPER | ROOF DECK | NO | NO | 1.25** | 7.8 | R
JM | Tapered ENRGY 3.E® 03 | ISOCYANURATE | FACED SINGLE MATERIAL | PAPER | ROOF DECK | NO | NO | 1.5** | 9.3 | R
JM | Tapered ENRGY 3.E® 04 | ISOCYANURATE | FACED SINGLE MATERIAL | PAPER | ROOF DECK | NO | NO | 1.75** | 10.7 | R
JM | Tapered ENRGY 3.E® 05 | ISOCYANURATE | FACED SINGLE MATERIAL | PAPER | ROOF DECK | NO | NO | 2** | 12.1 | R
JM | Tapered ENRGY 3.E® 06 | ISOCYANURATE | FACED SINGLE MATERIAL | PAPER | ROOF DECK | NO | NO | 2.25** | 13.6 | R
JM | Tapered ENRGY 3.E® AA | ISOCYANURATE | FACED SINGLE MATERIAL | PAPER | ROOF DECK | NO | NO | 0.5** | 4.3 | R
JM | Tapered ENRGY 3.E® A | ISOCYANURATE | FACED SINGLE MATERIAL | PAPER | ROOF DECK | NO | NO | 1** | 7.1 | R
JM | Tapered ENRGY 3.E® B | ISOCYANURATE | FACED SINGLE MATERIAL | PAPER | ROOF DECK | NO | NO | 1.5** | 10 | R
JM | Tapered ENRGY 3.E® C | ISOCYANURATE | FACED SINGLE MATERIAL | PAPER | ROOF DECK | NO | NO | 2** | 12.9 | R
JM | Tapered ENRGY 3.E® D | ISOCYANURATE | FACED SINGLE MATERIAL | PAPER | ROOF DECK | NO | NO | 2.5** | 15.9 | R
JM | Tapered ENRGY 3.E® E | ISOCYANURATE | FACED SINGLE MATERIAL | PAPER | ROOF DECK | NO | NO | 3** | 18.9 | R
JM | Tapered ENRGY 3.E® F | ISOCYANURATE | FACED SINGLE MATERIAL | PAPER | ROOF DECK | NO | NO | 3.5** | 22.1 | R
JM | Tapered ENRGY 3.E® G | ISOCYANURATE | FACED SINGLE MATERIAL | PAPER | ROOF DECK | NO | NO | 1** | 8.6 | R
JM | Tapered ENRGY 3.E® H | ISOCYANURATE | FACED SINGLE MATERIAL | PAPER | ROOF DECK | NO | NO | 2** | 14.4 | R
JM | Tapered ENRGY 3.E® J | ISOCYANURATE | FACED SINGLE MATERIAL | PAPER | ROOF DECK | NO | NO | 1** | 7.8 | R
JM | Tapered ENRGY 3.E® K | ISOCYANURATE | FACED SINGLE MATERIAL | PAPER | ROOF DECK | NO | NO | 1.75** | 12.1 | R
JM | Tapered ENRGY 3.E® L | ISOCYANURATE | FACED SINGLE MATERIAL | PAPER | ROOF DECK | NO | NO | 2.5** | 16.6 | R
JM | Tapered ENRGY 3.E® M | ISOCYANURATE | FACED SINGLE MATERIAL | PAPER | ROOF DECK | NO | NO | 3.25** | 21.2 | R
JM | Tapered ENRGY 3.E® I | ISOCYANURATE | FACED SINGLE MATERIAL | PAPER | ROOF DECK | NO | NO | 3** | 20.5 | R
JM | Tapered ENRGY 3.E® X | ISOCYANURATE | FACED SINGLE MATERIAL | PAPER | ROOF DECK | NO | NO | 0.5** | 5.7 | R
JM | Tapered ENRGY 3.E® Y | ISOCYANURATE | FACED SINGLE MATERIAL | PAPER | ROOF DECK | NO | NO | 1.5** | 11.4 | R
JM | Tapered ENRGY 3.E® Z | ISOCYANURATE | FACED SINGLE MATERIAL | PAPER | ROOF DECK | NO | NO | 2.5** | 17.4 | R
JM | Tapered ENRGY 3.E® ZZ | ISOCYANURATE | FACED SINGLE MATERIAL | PAPER | ROOF DECK | NO | NO | 3.5** | 23.6 | R
JM | Tapered ENRGY 3.E® SS | ISOCYANURATE | FACED SINGLE MATERIAL | PAPER | ROOF DECK | NO | NO | 0.5** | 7.1 | R
JM | Tapered ENRGY 3.E® TT | ISOCYANURATE | FACED SINGLE MATERIAL | PAPER | ROOF DECK | NO | NO | 2** | 15.9 | R
JM | Tapered ENRGY 3.E® Q | ISOCYANURATE | FACED SINGLE MATERIAL | PAPER | ROOF DECK | NO | NO | 0.5** | 8.6 | R
JM | Tapered ENRGY 3.E® QQ | ISOCYANURATE | FACED SINGLE MATERIAL | PAPER | ROOF DECK | NO | NO | 2.5** | 20.5 | R
JM | Tapered ENRGY 3.E® R | ISOCYANURATE | FACED SINGLE MATERIAL | PAPER | ROOF DECK | NO | NO | 0.75** | 5.7 | R
JM | Tapered ENRGY 3.E® S | ISOCYANURATE | FACED SINGLE MATERIAL | PAPER | ROOF DECK | NO | NO | 1.25** | 8.6 | R
JM | Tapered ENRGY 3.E® T | ISOCYANURATE | FACED SINGLE MATERIAL | PAPER | ROOF DECK | NO | NO | 1.75** | 11.4 | R
JM | Tapered ENRGY 3.E® U | ISOCYANURATE | FACED SINGLE MATERIAL | PAPER | ROOF DECK | NO | NO | 2.25** | 14.4 | R
JM | Tapered ENRGY 3.E® V | ISOCYANURATE | FACED SINGLE MATERIAL | PAPER | ROOF DECK | NO | NO | 2.75** | 17.4 | R
JM | Tapered ENRGY 3.E® W | ISOCYANURATE | FACED SINGLE MATERIAL | PAPER | ROOF DECK | NO | NO | 3.25** | 20.5 | R
JM | Tapered ENRGY 3.E® XX | ISOCYANURATE | FACED SINGLE MATERIAL | PAPER | ROOF DECK | NO | NO | 1** | 11.4 | R
JM | Tapered ENRGY 3.E® KK | ISOCYANURATE | FACED SINGLE MATERIAL | PAPER | ROOF DECK | NO | NO | 1.25** | 9.3 | R
JM | Tapered ENRGY 3.E® JJ | ISOCYANURATE | FACED SINGLE MATERIAL | PAPER | ROOF DECK | NO | NO | 0.5** | 5 | R
JM | Tapered ENRGY 3.E® FF | ISOCYANURATE | FACED SINGLE MATERIAL | PAPER | ROOF DECK | NO | NO | 4** | 25.3 | R
JM | Tapered ENRGY 3.E® LL | ISOCYANURATE | FACED SINGLE MATERIAL | PAPER | ROOF DECK | NO | NO | 2** | 13.6 | R
JM | Tapered ENRGY 3.E® MM | ISOCYANURATE | FACED SINGLE MATERIAL | PAPER | ROOF DECK | NO | NO | 2.75** | 18.2 | R
JM | ENRGY 3.E® 25PSI 0.5" | ISOCYANURATE | FACED SINGLE MATERIAL | PAPER | ROOF DECK | NO | NO | 0.5 | 3 | R
JM | ENRGY 3.E® 25PSI 0.75" | ISOCYANURATE | FACED SINGLE MATERIAL | PAPER | ROOF DECK | NO | NO | 0.75 | 4.5 | R
JM | ENRGY 3.E® 25PSI 1" | ISOCYANURATE | FACED SINGLE MATERIAL | PAPER | ROOF DECK | NO | NO | 1 | 5.7 | R
JM | ENRGY 3.E® 25PSI 1.1" | ISOCYANURATE | FACED SINGLE MATERIAL | PAPER | ROOF DECK | NO | NO | 1.1 | 6.3 | R
JM | ENRGY 3.E® 25PSI 1.2" | ISOCYANURATE | FACED SINGLE MATERIAL | PAPER | ROOF DECK | NO | NO | 1.2 | 6.8 | R
JM | ENRGY 3.E® 25PSI 1.25" | ISOCYANURATE | FACED SINGLE MATERIAL | PAPER | ROOF DECK | NO | NO | 1.25 | 7.1 | R
JM | ENRGY 3.E® 25PSI 1.3" | ISOCYANURATE | FACED SINGLE MATERIAL | PAPER | ROOF DECK | NO | NO | 1.3 | 7.4 | R
JM | ENRGY 3.E® 25PSI 1.4" | ISOCYANURATE | FACED SINGLE MATERIAL | PAPER | ROOF DECK | NO | NO | 1.4 | 8 | R
JM | ENRGY 3.E® 25PSI 1.5" | ISOCYANURATE | FACED SINGLE MATERIAL | PAPER | ROOF DECK | NO | NO | 1.5 | 8.6 | R
JM | ENRGY 3.E® 25PSI 1.6" | ISOCYANURATE | FACED SINGLE MATERIAL | PAPER | ROOF DECK | NO | NO | 1.6 | 9.1 | R
JM | ENRGY 3.E® 25PSI 1.7" | ISOCYANURATE | FACED SINGLE MATERIAL | PAPER | ROOF DECK | NO | NO | 1.7 | 9.7 | R
JM | ENRGY 3.E® 25PSI 1.75" | ISOCYANURATE | FACED SINGLE MATERIAL | PAPER | ROOF DECK | NO | NO | 1.75 | 10 | R
JM | ENRGY 3.E® 25PSI 1.8" | ISOCYANURATE | FACED SINGLE MATERIAL | PAPER | ROOF DECK | NO | NO | 1.8 | 10.3 | R
JM | ENRGY 3.E® 25PSI 1.9" | ISOCYANURATE | FACED SINGLE MATERIAL | PAPER | ROOF DECK | NO | NO | 1.9 | 10.8 | R
JM | ENRGY 3.E® 25PSI 2" | ISOCYANURATE | FACED SINGLE MATERIAL | PAPER | ROOF DECK | NO | NO | 2 | 11.4 | R
JM | ENRGY 3.E® 25PSI 2.1" | ISOCYANURATE | FACED SINGLE MATERIAL | PAPER | ROOF DECK | NO | NO | 2.1 | 12 | R
JM | ENRGY 3.E® 25PSI 2.2" | ISOCYANURATE | FACED SINGLE MATERIAL | PAPER | ROOF DECK | NO | NO | 2.2 | 12.6 | R
JM | ENRGY 3.E® 25PSI 2.25" | ISOCYANURATE | FACED SINGLE MATERIAL | PAPER | ROOF DECK | NO | NO | 2.25 | 12.9 | R
JM | ENRGY 3.E® 25PSI 2.3" | ISOCYANURATE | FACED SINGLE MATERIAL | PAPER | ROOF DECK | NO | NO | 2.3 | 13.2 | R
JM | ENRGY 3.E® 25PSI 2.4" | ISOCYANURATE | FACED SINGLE MATERIAL | PAPER | ROOF DECK | NO | NO | 2.4 | 13.8 | R
JM | ENRGY 3.E® 25PSI 2.5" | ISOCYANURATE | FACED SINGLE MATERIAL | PAPER | ROOF DECK | NO | NO | 2.5 | 14.4 | R
JM | ENRGY 3.E® 25PSI 2.6" | ISOCYANURATE | FACED SINGLE MATERIAL | PAPER | ROOF DECK | NO | NO | 2.6 | 15 | R
JM | ENRGY 3.E® 25PSI 2.7" | ISOCYANURATE | FACED SINGLE MATERIAL | PAPER | ROOF DECK | NO | NO | 2.7 | 15.6 | R
JM | ENRGY 3.E® 25PSI 2.75" | ISOCYANURATE | FACED SINGLE MATERIAL | PAPER | ROOF DECK | NO | NO | 2.75 | 15.9 | R
JM | ENRGY 3.E® 25PSI 2.8" | ISOCYANURATE | FACED SINGLE MATERIAL | PAPER | ROOF DECK | NO | NO | 2.8 | 16.2 | R
JM | ENRGY 3.E® 25PSI 2.9" | ISOCYANURATE | FACED SINGLE MATERIAL | PAPER | ROOF DECK | NO | NO | 2.9 | 16.8 | R
JM | ENRGY 3.E® 25PSI 3" | ISOCYANURATE | FACED SINGLE MATERIAL | PAPER | ROOF DECK | NO | NO | 3 | 17.4 | R
JM | ENRGY 3.E® 25PSI 3.1" | ISOCYANURATE | FACED SINGLE MATERIAL | PAPER | ROOF DECK | NO | NO | 3.1 | 18 | R
JM | ENRGY 3.E® 25PSI 3.2" | ISOCYANURATE | FACED SINGLE MATERIAL | PAPER | ROOF DECK | NO | NO | 3.2 | 18.6 | R
JM | ENRGY 3.E® 25PSI 3.25" | ISOCYANURATE | FACED SINGLE MATERIAL | PAPER | ROOF DECK | NO | NO | 3.25 | 18.9 | R
JM | ENRGY 3.E® 25PSI 3.3" | ISOCYANURATE | FACED SINGLE MATERIAL | PAPER | ROOF DECK | NO | NO | 3.3 | 19.2 | R
JM | ENRGY 3.E® 25PSI 3.4" | ISOCYANURATE | FACED SINGLE MATERIAL | PAPER | ROOF DECK | NO | NO | 3.4 | 19.9 | R
JM | ENRGY 3.E® 25PSI 3.5" | ISOCYANURATE | FACED SINGLE MATERIAL | PAPER | ROOF DECK | NO | NO | 3.5 | 20.5 | R
JM | ENRGY 3.E® 25PSI 3.6" | ISOCYANURATE | FACED SINGLE MATERIAL | PAPER | ROOF DECK | NO | NO | 3.6 | 21.1 | R
JM | ENRGY 3.E® 25PSI 3.7" | ISOCYANURATE | FACED SINGLE MATERIAL | PAPER | ROOF DECK | NO | NO | 3.7 | 21.7 | R
JM | ENRGY 3.E® 25PSI 3.75" | ISOCYANURATE | FACED SINGLE MATERIAL | PAPER | ROOF DECK | NO | NO | 3.75 | 22 | R
JM | ENRGY 3.E® 25PSI 3.8" | ISOCYANURATE | FACED SINGLE MATERIAL | PAPER | ROOF DECK | NO | NO | 3.8 | 22.3 | R
JM | ENRGY 3.E® 25PSI 3.9" | ISOCYANURATE | FACED SINGLE MATERIAL | PAPER | ROOF DECK | NO | NO | 3.9 | 23 | R
JM | ENRGY 3.E® 25PSI 4" | ISOCYANURATE | FACED SINGLE MATERIAL | PAPER | ROOF DECK | NO | NO | 4 | 23.6 | R
JM | ENRGY 3.E® 25PSI 4.1" | ISOCYANURATE | FACED SINGLE MATERIAL | PAPER | ROOF DECK | NO | NO | 4.1 | 24.2 | R
JM | ENRGY 3.E® 25PSI 4.2" | ISOCYANURATE | FACED SINGLE MATERIAL | PAPER | ROOF DECK | NO | NO | 4.2 | 24.9 | R
JM | ENRGY 3.E® 25PSI 4.3" | ISOCYANURATE | FACED SINGLE MATERIAL | PAPER | ROOF DECK | NO | NO | 4.3 | 25.5 | R
JM | ENRGY 3.E® 25PSI 4.4" | ISOCYANURATE | FACED SINGLE MATERIAL | PAPER | ROOF DECK | NO | NO | 4.4 | 26.1 | R
JM | ENRGY 3.E® 25PSI 4.5" | ISOCYANURATE | FACED SINGLE MATERIAL | PAPER | ROOF DECK | NO | NO | 4.5 | 26.8 | R
JM | Tapered ENRGY 3.E® 25PSI 1A | ISOCYANURATE | FACED SINGLE MATERIAL | PAPER | ROOF DECK | NO | NO | 0.5** | 3.6 | R
JM | Tapered ENRGY 3.E® 25PSI 1B | ISOCYANURATE | FACED SINGLE MATERIAL | PAPER | ROOF DECK | NO | NO | 0.75** | 5 | R
JM | Tapered ENRGY 3.E® 25PSI 01 | ISOCYANURATE | FACED SINGLE MATERIAL | PAPER | ROOF DECK | NO | NO | 1** | 6.4 | R
JM | Tapered ENRGY 3.E® 25PSI 02 | ISOCYANURATE | FACED SINGLE MATERIAL | PAPER | ROOF DECK | NO | NO | 1.25** | 7.8 | R
JM | Tapered ENRGY 3.E® 25PSI 03 | ISOCYANURATE | FACED SINGLE MATERIAL | PAPER | ROOF DECK | NO | NO | 1.5** | 9.3 | R
JM | Tapered ENRGY 3.E® 25PSI 04 | ISOCYANURATE | FACED SINGLE MATERIAL | PAPER | ROOF DECK | NO | NO | 1.75** | 10.7 | R
JM | Tapered ENRGY 3.E® 25PSI 05 | ISOCYANURATE | FACED SINGLE MATERIAL | PAPER | ROOF DECK | NO | NO | 2** | 12.1 | R
JM | Tapered ENRGY 3.E® 25PSI 06 | ISOCYANURATE | FACED SINGLE MATERIAL | PAPER | ROOF DECK | NO | NO | 2.25** | 13.6 | R
JM | Tapered ENRGY 3.E® 25PSI AA | ISOCYANURATE | FACED SINGLE MATERIAL | PAPER | ROOF DECK | NO | NO | 0.5** | 4.3 | R
JM | Tapered ENRGY 3.E® 25PSI A | ISOCYANURATE | FACED SINGLE MATERIAL | PAPER | ROOF DECK | NO | NO | 1** | 7.1 | R
JM | Tapered ENRGY 3.E® 25PSI B | ISOCYANURATE | FACED SINGLE MATERIAL | PAPER | ROOF DECK | NO | NO | 1.5** | 10 | R
JM | Tapered ENRGY 3.E® 25PSI C | ISOCYANURATE | FACED SINGLE MATERIAL | PAPER | ROOF DECK | NO | NO | 2** | 12.9 | R
JM | Tapered ENRGY 3.E® 25PSI D | ISOCYANURATE | FACED SINGLE MATERIAL | PAPER | ROOF DECK | NO | NO | 2.5** | 15.9 | R
JM | Tapered ENRGY 3.E® 25PSI E | ISOCYANURATE | FACED SINGLE MATERIAL | PAPER | ROOF DECK | NO | NO | 3** | 18.9 | R
JM | Tapered ENRGY 3.E® 25PSI F | ISOCYANURATE | FACED SINGLE MATERIAL | PAPER | ROOF DECK | NO | NO | 3.5** | 22.1 | R
JM | Tapered ENRGY 3.E® 25PSI G | ISOCYANURATE | FACED SINGLE MATERIAL | PAPER | ROOF DECK | NO | NO | 1** | 8.6 | R
JM | Tapered ENRGY 3.E® 25PSI H | ISOCYANURATE | FACED SINGLE MATERIAL | PAPER | ROOF DECK | NO | NO | 2** | 14.4 | R
JM | Tapered ENRGY 3.E® 25PSI J | ISOCYANURATE | FACED SINGLE MATERIAL | PAPER | ROOF DECK | NO | NO | 1** | 7.8 | R
JM | Tapered ENRGY 3.E® 25PSI K | ISOCYANURATE | FACED SINGLE MATERIAL | PAPER | ROOF DECK | NO | NO | 1.75** | 12.1 | R
JM | Tapered ENRGY 3.E® 25PSI L | ISOCYANURATE | FACED SINGLE MATERIAL | PAPER | ROOF DECK | NO | NO | 2.5** | 16.6 | R
JM | Tapered ENRGY 3.E® 25PSI M | ISOCYANURATE | FACED SINGLE MATERIAL | PAPER | ROOF DECK | NO | NO | 3.25** | 21.2 | R
JM | Tapered ENRGY 3.E® 25PSI I | ISOCYANURATE | FACED SINGLE MATERIAL | PAPER | ROOF DECK | NO | NO | 3** | 20.5 | R
JM | Tapered ENRGY 3.E® 25PSI X | ISOCYANURATE | FACED SINGLE MATERIAL | PAPER | ROOF DECK | NO | NO | 0.5** | 5.7 | R
JM | Tapered ENRGY 3.E® 25PSI Y | ISOCYANURATE | FACED SINGLE MATERIAL | PAPER | ROOF DECK | NO | NO | 1.5** | 11.4 | R
JM | Tapered ENRGY 3.E® 25PSI Z | ISOCYANURATE | FACED SINGLE MATERIAL | PAPER | ROOF DECK | NO | NO | 2.5** | 17.4 | R
JM | Tapered ENRGY 3.E® 25PSI ZZ | ISOCYANURATE | FACED SINGLE MATERIAL | PAPER | ROOF DECK | NO | NO | 3.5** | 23.6 | R
JM | Tapered ENRGY 3.E® 25PSI SS | ISOCYANURATE | FACED SINGLE MATERIAL | PAPER | ROOF DECK | NO | NO | 0.5** | 7.1 | R
JM | Tapered ENRGY 3.E® 25PSI TT | ISOCYANURATE | FACED SINGLE MATERIAL | PAPER | ROOF DECK | NO | NO | 2** | 15.9 | R
JM | Tapered ENRGY 3.E® 25PSI Q | ISOCYANURATE | FACED SINGLE MATERIAL | PAPER | ROOF DECK | NO | NO | 0.5** | 8.6 | R
JM | Tapered ENRGY 3.E® 25PSI QQ | ISOCYANURATE | FACED SINGLE MATERIAL | PAPER | ROOF DECK | NO | NO | 2.5** | 20.5 | R
JM | Tapered ENRGY 3.E® 25PSI R | ISOCYANURATE | FACED SINGLE MATERIAL | PAPER | ROOF DECK | NO | NO | 0.75** | 5.7 | R
JM | Tapered ENRGY 3.E® 25PSI S | ISOCYANURATE | FACED SINGLE MATERIAL | PAPER | ROOF DECK | NO | NO | 1.25** | 8.6 | R
JM | Tapered ENRGY 3.E® 25PSI T | ISOCYANURATE | FACED SINGLE MATERIAL | PAPER | ROOF DECK | NO | NO | 1.75** | 11.4 | R
JM | Tapered ENRGY 3.E® 25PSI U | ISOCYANURATE | FACED SINGLE MATERIAL | PAPER | ROOF DECK | NO | NO | 2.25** | 14.4 | R
JM | Tapered ENRGY 3.E® 25PSI V | ISOCYANURATE | FACED SINGLE MATERIAL | PAPER | ROOF DECK | NO | NO | 2.75** | 17.4 | R
JM | Tapered ENRGY 3.E® 25PSI W | ISOCYANURATE | FACED SINGLE MATERIAL | PAPER | ROOF DECK | NO | NO | 3.25** | 20.5 | R
JM | Tapered ENRGY 3.E® 25PSI XX | ISOCYANURATE | FACED SINGLE MATERIAL | PAPER | ROOF DECK | NO | NO | 1** | 11.4 | R
JM | Tapered ENRGY 3.E® 25PSI KK | ISOCYANURATE | FACED SINGLE MATERIAL | PAPER | ROOF DECK | NO | NO | 1.25** | 9.3 | R
JM | Tapered ENRGY 3.E® 25PSI JJ | ISOCYANURATE | FACED SINGLE MATERIAL | PAPER | ROOF DECK | NO | NO | 0.5** | 5 | R
JM | Tapered ENRGY 3.E® 25PSI FF | ISOCYANURATE | FACED SINGLE MATERIAL | PAPER | ROOF DECK | NO | NO | 4** | 25.3 | R
JM | Tapered ENRGY 3.E® 25PSI LL | ISOCYANURATE | FACED SINGLE MATERIAL | PAPER | ROOF DECK | NO | NO | 2** | 13.6 | R
JM | Tapered ENRGY 3.E® 25PSI MM | ISOCYANURATE | FACED SINGLE MATERIAL | PAPER | ROOF DECK | NO | NO | 2.75** | 18.2 | R
JM | INVINSA | ISOCYANURATE | COMPOSITE | COATED FIBERGLASS | ROOF DECK | NO | NO | 0.25 | 1.2 | R
JM | INVINSA FR | ISOCYANURATE | COMPOSITE | COATED FIBERGLASS | ROOF DECK | NO | NO | 0.25 | 1.2 | R
JM | NAILBOARD 1.5" | ISOCYANURATE | COMPOSITE | STRAND BD | ROOF DECK | NO | NO | 1.5 | 6.7962 | R
JM | NAILBOARD 1.75" | ISOCYANURATE | COMPOSITE | STRAND BD | ROOF DECK | NO | NO | 1.75 | 8.3812 | R
JM | NAILBOARD 2" | ISOCYANURATE | COMPOSITE | STRAND BD | ROOF DECK | NO | NO | 2 | 9.9663 | R
JM | NAILBOARD 2.25" | ISOCYANURATE | COMPOSITE | STRAND BD | ROOF DECK | NO | NO | 2.25 | 11.5512 | R
JM | NAILBOARD 2.5" | ISOCYANURATE | COMPOSITE | STRAND BD | ROOF DECK | NO | NO | 2.5 | 13.1363 | R
JM | NAILBOARD 2.75" | ISOCYANURATE | COMPOSITE | STRAND BD | ROOF DECK | NO | NO | 2.75 | 14.7212 | R
JM | NAILBOARD 3" | ISOCYANURATE | COMPOSITE | STRAND BD | ROOF DECK | NO | NO | 3 | 16.3062 | R
JM | NAILBOARD 3.25" | ISOCYANURATE | COMPOSITE | STRAND BD | ROOF DECK | NO | NO | 3.25 | 17.8912 | R
JM | NAILBOARD 3.5" | ISOCYANURATE | COMPOSITE | STRAND BD | ROOF DECK | NO | NO | 3.5 | 19.4762 | R
JM | NAILBOARD 3.75" | ISOCYANURATE | COMPOSITE | STRAND BD | ROOF DECK | NO | NO | 3.75 | 21.0612 | R
JM | NAILBOARD 4" | ISOCYANURATE | COMPOSITE | STRAND BD | ROOF DECK | NO | NO | 4 | 22.6462 | R
JM | NAILBOARD 4.25" | ISOCYANURATE | COMPOSITE | STRAND BD | ROOF DECK | NO | NO | 4.25 | 24.2312 | R
JM | NAILBOARD 4.5" | ISOCYANURATE | COMPOSITE | STRAND BD | ROOF DECK | NO | NO | 4.5 | 25.8162 | R
JM | VENTED NAILBOARD 2.5" | ISOCYANURATE | COMPOSITE | STRAND BD | ROOF DECK | NO | NO | 2.5 | 6 | R
JM | VENTED NAILBOARD 2.75" | ISOCYANURATE | COMPOSITE | STRAND BD | ROOF DECK | NO | NO | 2.75 | 7.5 | R
JM | VENTED NAILBOARD 3" | ISOCYANURATE | COMPOSITE | STRAND BD | ROOF DECK | NO | NO | 3 | 9 | R
JM | VENTED NAILBOARD 3.25" | ISOCYANURATE | COMPOSITE | STRAND BD | ROOF DECK | NO | NO | 3.25 | 10.5 | R
JM | VENTED NAILBOARD 3.5" | ISOCYANURATE | COMPOSITE | STRAND BD | ROOF DECK | NO | NO | 3.5 | 12.1 | R
JM | VENTED NAILBOARD 3.75" | ISOCYANURATE | COMPOSITE | STRAND BD | ROOF DECK | NO | NO | 3.75 | 13.7 | R
JM | VENTED NAILBOARD 4" | ISOCYANURATE | COMPOSITE | STRAND BD | ROOF DECK | NO | NO | 4 | 15.3 | R
JM | VENTED NAILBOARD 4.25" | ISOCYANURATE | COMPOSITE | STRAND BD | ROOF DECK | NO | NO | 4.25 | 16.9 | R
JM | VENTED NAILBOARD 4.5" | ISOCYANURATE | COMPOSITE | STRAND BD | ROOF DECK | NO | NO | 4.5 | 18.5 | R
JM | VENTED NAILBOARD 4.75" | ISOCYANURATE | COMPOSITE | STRAND BD | ROOF DECK | NO | NO | 4.75 | 20.1 | R
JM | VENTED NAILBOARD 5" | ISOCYANURATE | COMPOSITE | STRAND BD | ROOF DECK | NO | NO | 5 | 21.7 | R
JM | VENTED NAILBOARD 5.25" | ISOCYANURATE | COMPOSITE | STRAND BD | ROOF DECK | NO | NO | 5.25 | 23.4 | R
JM | VENTED NAILBOARD 5.5" | ISOCYANURATE | COMPOSITE | STRAND BD | ROOF DECK | NO | NO | 5.5 | 25 | R
JM | Protector™ HD | ISOCYANURATE | FACED SINGLE MATERIAL | COATED FIBERGLASS | ROOF DECK | NO | NO | 0.5 | 2.5 | R
JM | Protector™ HD FR | ISOCYANURATE | FACED SINGLE MATERIAL | COATED FIBERGLASS | ROOF DECK | NO | NO | 0.5 | 2.5 | R
JM | R-Panel™ 1" | ISOCYANURATE | FACED SINGLE MATERIAL | PAPER | ROOF DECK | NO | NO | 1 | 5.7 | R
JM | R-Panel™ 1.5" | ISOCYANURATE | FACED SINGLE MATERIAL | PAPER | ROOF DECK | NO | NO | 1.5 | 8.6 | R
JM | R-Panel™ 1.7" | ISOCYANURATE | FACED SINGLE MATERIAL | PAPER | ROOF DECK | NO | NO | 1.7 | 9.7 | R
JM | R-Panel™ 2" | ISOCYANURATE | FACED SINGLE MATERIAL | PAPER | ROOF DECK | NO | NO | 2 | 11.4 | R
JM | R-Panel™ 2.3" | ISOCYANURATE | FACED SINGLE MATERIAL | PAPER | ROOF DECK | NO | NO | 2.3 | 13.2 | R
JM | R-Panel™ 2.5" | ISOCYANURATE | FACED SINGLE MATERIAL | PAPER | ROOF DECK | NO | NO | 2.5 | 14.4 | R
JM | R-Panel™ 3" | ISOCYANURATE | FACED SINGLE MATERIAL | PAPER | ROOF DECK | NO | NO | 3 | 17.4 | R
JM | R-Panel™ 3.3" | ISOCYANURATE | FACED SINGLE MATERIAL | PAPER | ROOF DECK | NO | NO | 3.3 | 19.2 | R
JM | R-Panel™ 4" | ISOCYANURATE | FACED SINGLE MATERIAL | PAPER | ROOF DECK | NO | NO | 4 | 23.6 | R
JM | SeparatoR™ 0.5" | ISOCYANURATE | FACED SINGLE MATERIAL | PAPER | ROOF DECK | NO | NO | 0.5 | 2.9 | R
JM | SeparatoR™ CGF | ISOCYANURATE | FACED SINGLE MATERIAL | COATED FIBERGLASS | ROOF DECK | NO | NO | 0.5 | 2.9 | R
JM | SeparatoR™ FR | ISOCYANURATE | FACED SINGLE MATERIAL | COATED FIBERGLASS | ROOF DECK | NO | NO | 0.5 | 2.9 | R
JM | XSPECT® ISOFOAM APF BOARD | ISOCYANURATE | FACED SINGLE MTL | METAL FOIL | EQUIP/DUCT | NO | YES | 1 | 6 | R
JM | XSPECT® ISOFOAM APF BOARD | ISOCYANURATE | FACED SINGLE MTL | METAL FOIL | EQUIP/DUCT | NO | YES | 1.5 | 9.3 | R
JM | XSPECT® ISOFOAM APF BOARD | ISOCYANURATE | FACED SINGLE MTL | METAL FOIL | EQUIP/DUCT | NO | YES | 2 | 13 | R
JM | XSPECT® ISOFOAM APF BOARD | ISOCYANURATE | FACED SINGLE MTL | METAL FOIL | EQUIP/DUCT | NO | YES | 2.5 | 16 | R
JM | XSPECT® ISOFOAM APF BOARD | ISOCYANURATE | FACED SINGLE MTL | METAL FOIL | EQUIP/DUCT | NO | YES | 3 | 19 | R
JM | XSPECT® ISOFOAM APF BOARD | ISOCYANURATE | FACED SINGLE MTL | METAL FOIL | EQUIP/DUCT | NO | YES | 3.5 | 22 | R
JM | XSPECT® ISOFOAM APF BOARD | ISOCYANURATE | FACED SINGLE MTL | METAL FOIL | EQUIP/DUCT | NO | YES | 4 | 26 | R
**Minimum Thickness
* DESCRIPTION OF BRAND CODES:
JM = JOHNS MANVILLE
Kingspan Insulation LLC - T 1538 |  |  |  | Updated 08/24/2022
ISO | ISO-C1/2.0 | ISOCYANURATE | SINGLE MATERIAL | NONE | WALL | NO | NO | 2 | 11.3 | R
ISO | ISO-C1/2.0 | ISOCYANURATE | SINGLE MATERIAL | NONE | WALL | NO | NO | 3 | 17 | R
* DESCRIPTION OF BRAND CODES:
ISO= ISO-C1
Polyglass USA - T 1529 |  |  |  | Updated 06/03/2019
PLT | POLYTHERM | ISOCYANURATE | FACED SINGLE MATERIAL | GLASS FIBER FELT | ROOF DECK | NO | NO | 1 | 5.7 | R
PLT | POLYTHERM | ISOCYANURATE | FACED SINGLE MATERIAL | GLASS FIBER FELT | ROOF DECK | NO | NO | 1.5 | 8.6 | R
PLT | POLYTHERM | ISOCYANURATE | FACED SINGLE MATERIAL | GLASS FIBER FELT | ROOF DECK | NO | NO | 2 | 11.4 | R
PLT | POLYTHERM | ISOCYANURATE | FACED SINGLE MATERIAL | GLASS FIBER FELT | ROOF DECK | NO | NO | 2.5 | 14.4 | R
PLT | POLYTHERM | ISOCYANURATE | FACED SINGLE MATERIAL | GLASS FIBER FELT | ROOF DECK | NO | NO | 3 | 17.4 | R
PLT | POLYTHERM | ISOCYANURATE | FACED SINGLE MATERIAL | GLASS FIBER FELT | ROOF DECK | NO | NO | 3.5 | 20.5 | R
PLT | POLYTHERM | ISOCYANURATE | FACED SINGLE MATERIAL | GLASS FIBER FELT | ROOF DECK | NO | NO | 4 | 23.6 | R
PTG | POLYTHERM G | ISOCYANURATE | FACED SINGLE MATERIAL | COATED GLASS FELT | ROOF DECK | NO | NO | 1 | 5.7 | R
PTG | POLYTHERM G | ISOCYANURATE | FACED SINGLE MATERIAL | COATED GLASS FELT | ROOF DECK | NO | NO | 1.5 | 8.6 | R
PTG | POLYTHERM G | ISOCYANURATE | FACED SINGLE MATERIAL | COATED GLASS FELT | ROOF DECK | NO | NO | 2 | 11.4 | R
PTG | POLYTHERM G | ISOCYANURATE | FACED SINGLE MATERIAL | COATED GLASS FELT | ROOF DECK | NO | NO | 2.5 | 14.4 | R
PTG | POLYTHERM G | ISOCYANURATE | FACED SINGLE MATERIAL | COATED GLASS FELT | ROOF DECK | NO | NO | 3 | 17.4 | R
PTG | POLYTHERM G | ISOCYANURATE | FACED SINGLE MATERIAL | COATED GLASS FELT | ROOF DECK | NO | NO | 3.5 | 20.5 | R
PTG | POLYTHERM G | ISOCYANURATE | FACED SINGLE MATERIAL | COATED GLASS FELT | ROOF DECK | NO | NO | 4 | 23.6 | R
PTH | POLYTHERM-H | ISOCYANURATE | FACED SINGLE MATERIAL | PAPER | ROOF DECK | NO | NO | 1 | 5.6 | R
PTH | POLYTHERM-H | ISOCYANURATE | FACED SINGLE MATERIAL | PAPER | ROOF DECK | NO | NO | 1.5 | 8.6 | R
PTH | POLYTHERM-H | ISOCYANURATE | FACED SINGLE MATERIAL | PAPER | ROOF DECK | NO | NO | 2 | 11.4 | R
PTH | POLYTHERM-H | ISOCYANURATE | FACED SINGLE MATERIAL | PAPER | ROOF DECK | NO | NO | 2.5 | 14.4 | R
PTH | POLYTHERM-H | ISOCYANURATE | FACED SINGLE MATERIAL | PAPER | ROOF DECK | NO | NO | 3 | 17.4 | R
PTH | POLYTHERM-H | ISOCYANURATE | FACED SINGLE MATERIAL | PAPER | ROOF DECK | NO | NO | 3.5 | 20.5 | R
PTH | POLYTHERM-H | ISOCYANURATE | FACED SINGLE MATERIAL | PAPER | ROOF DECK | NO | NO | 4 | 23.6 | R
* DESCRIPTION OF BRAND CODES:
PLT = POLYTHERM
PTG = POLYTHERM G
PTH = POLYTHERM-H
RMAX - T 1523 |  |  |  | Updated 11/12/2025
AB | ECOMAXCI FR AB | ISOCYANURATE | FACED SINGLE MATERIAL | METAL FOIL | WALL | NO | YES | 2 | 13.1 | R
AB | ECOMAXCI FR AB | ISOCYANURATE | FACED SINGLE MATERIAL | METAL FOIL | WALL | NO | YES | 2.5 | 16.7 | R
AB | ECOMAXCI FR AB | ISOCYANURATE | FACED SINGLE MATERIAL | METAL FOIL | WALL | NO | YES | 3 | 20.3 | R
AB | ECOMAXCI FR AB | ISOCYANURATE | FACED SINGLE MATERIAL | METAL FOIL | WALL | NO | YES | 3.5 | 23.9 | R
AB | ECOMAXCI FR AB | ISOCYANURATE | FACED SINGLE MATERIAL | METAL FOIL | WALL | NO | YES | 4 | 27.4 | R
AB | ECOMAXCI FR AB | ISOCYANURATE | FACED SINGLE MATERIAL | METAL FOIL | WALL | NO | YES | 4.5 | 31 | R
CCG | CONCRETE CORE_CG | ISOCYANURATE | FACED SINGLE MATERIAL | FIB GLS | CLG WALL FLR | NO | NO | 0.5 | 3 | R
CCG | CONCRETE CORE_CG | ISOCYANURATE | FACED SINGLE MATERIAL | FIB GLS | CLG WALL FLR | NO | NO | 1 | 6 | R
CCG | CONCRETE CORE_CG | ISOCYANURATE | FACED SINGLE MATERIAL | FIB GLS | CLG WALL FLR | NO | NO | 1.5 | 9 | R
CCG | CONCRETE CORE_CG | ISOCYANURATE | FACED SINGLE MATERIAL | FIB GLS | CLG WALL FLR | NO | NO | 2 | 12.1 | R
CCG | CONCRETE CORE_CG | ISOCYANURATE | FACED SINGLE MATERIAL | FIB GLS | CLG WALL FLR | NO | NO | 2.5 | 15.3 | R
CCG | CONCRETE CORE_CG | ISOCYANURATE | FACED SINGLE MATERIAL | FIB GLS | CLG WALL FLR | NO | NO | 3 | 18.5 | R
CCG | CONCRETE CORE_CG | ISOCYANURATE | FACED SINGLE MATERIAL | FIB GLS | CLG WALL FLR | NO | NO | 3.5 | 21.7 | R
CCG | CONCRETE CORE_CG | ISOCYANURATE | FACED SINGLE MATERIAL | FIB GLS | CLG WALL FLR | NO | NO | 4 | 25 | R
CCG | CONCRETE CORE_CG | ISOCYANURATE | FACED SINGLE MATERIAL | FIB GLS | CLG WALL FLR | NO | NO | 4.5 | 28.3 | R
DS | DURASHEATH | ISOCYANURATE | FACED SINGLE MATERIAL | FIB GLS | CLG WALL FLR | NO | NO | 0.5 | 3 | R
DS | DURASHEATH | ISOCYANURATE | FACED SINGLE MATERIAL | FIB GLS | CLG WALL FLR | NO | NO | 0.625 | 3.8 | R
DS | DURASHEATH | ISOCYANURATE | FACED SINGLE MATERIAL | FIB GLS | CLG WALL FLR | NO | NO | 0.75 | 4.5 | R
DS | DURASHEATH | ISOCYANURATE | FACED SINGLE MATERIAL | FIB GLS | CLG WALL FLR | NO | NO | 1 | 6 | R
DS | DURASHEATH | ISOCYANURATE | FACED SINGLE MATERIAL | FIB GLS | CLG WALL FLR | NO | NO | 1.5 | 9 | R
DS | DURASHEATH | ISOCYANURATE | FACED SINGLE MATERIAL | FIB GLS | CLG WALL FLR | NO | NO | 2 | 12.1 | R
DS | DURASHEATH | ISOCYANURATE | FACED SINGLE MATERIAL | FIB GLS | CLG WALL FLR | NO | NO | 2.5 | 15.3 | R
DS | DURASHEATH | ISOCYANURATE | FACED SINGLE MATERIAL | FIB GLS | CLG WALL FLR | NO | NO | 3 | 18.5 | R
DS | DURASHEATH | ISOCYANURATE | FACED SINGLE MATERIAL | FIB GLS | CLG WALL FLR | NO | NO | 3.5 | 21.7 | R
DS | DURASHEATH | ISOCYANURATE | FACED SINGLE MATERIAL | FIB GLS | CLG WALL FLR | NO | NO | 4 | 25 | R
DS | DURASHEATH | ISOCYANURATE | FACED SINGLE MATERIAL | FIB GLS | CLG WALL FLR | NO | NO | 4.5 | 28.3 | R
ECI | ECOMAXCI | ISOCYANURATE | FACED SINGLE MATERIAL | METAL FOIL | WALL | NO | YES | 2 | 13.1 | R
ECI | ECOMAXCI | ISOCYANURATE | FACED SINGLE MATERIAL | METAL FOIL | WALL | NO | YES | 2.5 | 16.7 | R
ECI | ECOMAXCI | ISOCYANURATE | FACED SINGLE MATERIAL | METAL FOIL | WALL | NO | YES | 3 | 20.3 | R
ECI | ECOMAXCI | ISOCYANURATE | FACED SINGLE MATERIAL | METAL FOIL | WALL | NO | YES | 3.5 | 23.9 | R
ECI | ECOMAXCI | ISOCYANURATE | FACED SINGLE MATERIAL | METAL FOIL | WALL | NO | YES | 4 | 27.4 | R
ECI | ECOMAXCI | ISOCYANURATE | FACED SINGLE MATERIAL | METAL FOIL | WALL | NO | YES | 4.5 | 31 | R
ECP | ECOMAXCI PLY*** | ISOCYANURATE | COMPOSITE | OTHER | WALL | NO | YES | 1.38 | 5.2 | R
ECP | ECOMAXCI PLY*** | ISOCYANURATE | COMPOSITE | OTHER | WALL | NO | YES | 1.63 | 6.7 | R
ECP | ECOMAXCI PLY*** | ISOCYANURATE | COMPOSITE | OTHER | WALL | NO | YES | 2.13 | 9.8 | R
ECP | ECOMAXCI PLY*** | ISOCYANURATE | COMPOSITE | OTHER | WALL | NO | YES | 3.13 | 16 | R
ECP | ECOMAXCI PLY*** | ISOCYANURATE | COMPOSITE | OTHER | WALL | NO | YES | 3.63 | 19.2 | R
ECP | ECOMAXCI PLY*** | ISOCYANURATE | COMPOSITE | OTHER | WALL | NO | YES | 4.13 | 22.5 | R
ECP | ECOMAXCI PLY*** | ISOCYANURATE | COMPOSITE | OTHER | WALL | NO | YES | 4.63 | 25.7 | R
ECP | ECOMAXCI PLY*** | ISOCYANURATE | COMPOSITE | OTHER | WALL | NO | YES | 5.13 | 29 | R
ECP | ECOMAXCI PLY**** | ISOCYANURATE | COMPOSITE | OTHER | WALL | NO | YES | 1.5 | 5.4 | R
ECP | ECOMAXCI PLY**** | ISOCYANURATE | COMPOSITE | OTHER | WALL | NO | YES | 1.75 | 6.9 | R
ECP | ECOMAXCI PLY**** | ISOCYANURATE | COMPOSITE | OTHER | WALL | NO | YES | 2.15 | 9.3 | R
ECP | ECOMAXCI PLY**** | ISOCYANURATE | COMPOSITE | OTHER | WALL | NO | YES | 3.25 | 16.2 | R
ECP | ECOMAXCI PLY**** | ISOCYANURATE | COMPOSITE | OTHER | WALL | NO | YES | 3.75 | 19.4 | R
ECP | ECOMAXCI PLY**** | ISOCYANURATE | COMPOSITE | OTHER | WALL | NO | YES | 4.25 | 22.7 | R
ECP | ECOMAXCI PLY**** | ISOCYANURATE | COMPOSITE | OTHER | WALL | NO | YES | 4.75 | 25.9 | R
ECP | ECOMAXCI PLY**** | ISOCYANURATE | COMPOSITE | OTHER | WALL | NO | YES | 5.25 | 29.2 | R
EVO | EVOMAXCI | ISOCYANURATE | FACED SINGLE MATERIAL | METAL FOIL | WALL | NO | YES | 2 | 13.1 | R
EVO | EVOMAXCI | ISOCYANURATE | FACED SINGLE MATERIAL | METAL FOIL | WALL | NO | YES | 2.5 | 16.7 | R
EVO | EVOMAXCI | ISOCYANURATE | FACED SINGLE MATERIAL | METAL FOIL | WALL | NO | YES | 3 | 20.3 | R
EVO | EVOMAXCI | ISOCYANURATE | FACED SINGLE MATERIAL | METAL FOIL | WALL | NO | YES | 3.5 | 23.9 | R
EVO | EVOMAXCI | ISOCYANURATE | FACED SINGLE MATERIAL | METAL FOIL | WALL | NO | YES | 4 | 27.4 | R
EVO | EVOMAXCI | ISOCYANURATE | FACED SINGLE MATERIAL | METAL FOIL | WALL | NO | YES | 4.5 | 31 | R
FR | ECOMAXCI FR | ISOCYANURATE | FACED SINGLE MATERIAL | METAL FOIL | CLG WALL FLR | YES | YES | 0.75 | 5 | R
FR | ECOMAXCI FR | ISOCYANURATE | FACED SINGLE MATERIAL | METAL FOIL | CLG WALL FLR | YES | YES | 1 | 6 | R
FR | ECOMAXCI FR | ISOCYANURATE | FACED SINGLE MATERIAL | METAL FOIL | CLG WALL FLR | YES | YES | 1.25 | 7.8 | R
FR | ECOMAXCI FR | ISOCYANURATE | FACED SINGLE MATERIAL | METAL FOIL | CLG WALL FLR | YES | YES | 1.5 | 9.6 | R
FR | ECOMAXCI FR | ISOCYANURATE | FACED SINGLE MATERIAL | METAL FOIL | CLG WALL FLR | YES | YES | 1.75 | 11.4 | R
FR | ECOMAXCI FR | ISOCYANURATE | FACED SINGLE MATERIAL | METAL FOIL | CLG WALL FLR | YES | YES | 2 | 13.1 | R
FR | ECOMAXCI FR | ISOCYANURATE | FACED SINGLE MATERIAL | METAL FOIL | CLG WALL FLR | YES | YES | 2.25 | 14.9 | R
FR | ECOMAXCI FR | ISOCYANURATE | FACED SINGLE MATERIAL | METAL FOIL | CLG WALL FLR | YES | YES | 2.5 | 16.7 | R
FR | ECOMAXCI FR | ISOCYANURATE | FACED SINGLE MATERIAL | METAL FOIL | CLG WALL FLR | YES | YES | 3 | 20.3 | R
FR | ECOMAXCI FR | ISOCYANURATE | FACED SINGLE MATERIAL | METAL FOIL | CLG WALL FLR | YES | YES | 3.25 | 22.1 | R
FR | ECOMAXCI FR | ISOCYANURATE | FACED SINGLE MATERIAL | METAL FOIL | CLG WALL FLR | YES | YES | 3.5 | 23.9 | R
FR | ECOMAXCI FR | ISOCYANURATE | FACED SINGLE MATERIAL | METAL FOIL | CLG WALL FLR | YES | YES | 3.75 | 25.7 | R
FR | ECOMAXCI FR | ISOCYANURATE | FACED SINGLE MATERIAL | METAL FOIL | CLG WALL FLR | YES | YES | 4 | 27.4 | R
FR | ECOMAXCI FR | ISOCYANURATE | FACED SINGLE MATERIAL | METAL FOIL | CLG WALL FLR | YES | YES | 4.5 | 31 | R
FRP | ECOMAXCI FR PLY*** | ISOCYANURATE | COMPOSITE | OTHER | WALL | NO | YES | 1.38 | 5.7 | R
FRP | ECOMAXCI FR PLY*** | ISOCYANURATE | COMPOSITE | OTHER | WALL | NO | YES | 1.63 | 6.7 | R
FRP | ECOMAXCI FR PLY*** | ISOCYANURATE | COMPOSITE | OTHER | WALL | NO | YES | 2.13 | 10.3 | R
FRP | ECOMAXCI FR PLY*** | ISOCYANURATE | COMPOSITE | OTHER | WALL | NO | YES | 3.13 | 17.4 | R
FRP | ECOMAXCI FR PLY*** | ISOCYANURATE | COMPOSITE | OTHER | WALL | NO | YES | 3.63 | 21 | R
FRP | ECOMAXCI FR PLY*** | ISOCYANURATE | COMPOSITE | OTHER | WALL | NO | YES | 4.13 | 24.6 | R
FRP | ECOMAXCI FR PLY*** | ISOCYANURATE | COMPOSITE | OTHER | WALL | NO | YES | 4.63 | 28.1 | R
FRP | ECOMAXCI FR PLY*** | ISOCYANURATE | COMPOSITE | OTHER | WALL | NO | YES | 5.13 | 31.7 | R
FRP | ECOMAXCI FR PLY**** | ISOCYANURATE | COMPOSITE | OTHER | WALL | NO | YES | 1.5 | 5.9 | R
FRP | ECOMAXCI FR PLY**** | ISOCYANURATE | COMPOSITE | OTHER | WALL | NO | YES | 1.75 | 6.9 | R
FRP | ECOMAXCI FR PLY**** | ISOCYANURATE | COMPOSITE | OTHER | WALL | NO | YES | 2.25 | 10.5 | R
FRP | ECOMAXCI FR PLY**** | ISOCYANURATE | COMPOSITE | OTHER | WALL | NO | YES | 3.25 | 17.6 | R
FRP | ECOMAXCI FR PLY**** | ISOCYANURATE | COMPOSITE | OTHER | WALL | NO | YES | 3.75 | 21.2 | R
FRP | ECOMAXCI FR PLY**** | ISOCYANURATE | COMPOSITE | OTHER | WALL | NO | YES | 4.25 | 24.8 | R
FRP | ECOMAXCI FR PLY**** | ISOCYANURATE | COMPOSITE | OTHER | WALL | NO | YES | 4.75 | 28.3 | R
FRP | ECOMAXCI FR PLY**** | ISOCYANURATE | COMPOSITE | OTHER | WALL | NO | YES | 5.25 | 31.9 | R
FRW | ECOMAXCI FR WHITE | ISOCYANURATE | FACED SINGLE MATERIAL | METAL FOIL | CLG WALL FLR | YES | YES | 1 | 6 | R
FRW | ECOMAXCI FR WHITE | ISOCYANURATE | FACED SINGLE MATERIAL | METAL FOIL | CLG WALL FLR | YES | YES | 1.25 | 7.8 | R
FRW | ECOMAXCI FR WHITE | ISOCYANURATE | FACED SINGLE MATERIAL | METAL FOIL | CLG WALL FLR | YES | YES | 1.5 | 9.6 | R
FRW | ECOMAXCI FR WHITE | ISOCYANURATE | FACED SINGLE MATERIAL | METAL FOIL | CLG WALL FLR | YES | YES | 1.75 | 11.4 | R
FRW | ECOMAXCI FR WHITE | ISOCYANURATE | FACED SINGLE MATERIAL | METAL FOIL | CLG WALL FLR | YES | YES | 2 | 13.1 | R
FRW | ECOMAXCI FR WHITE | ISOCYANURATE | FACED SINGLE MATERIAL | METAL FOIL | CLG WALL FLR | YES | YES | 2.5 | 16.7 | R
FRW | ECOMAXCI FR WHITE | ISOCYANURATE | FACED SINGLE MATERIAL | METAL FOIL | CLG WALL FLR | YES | YES | 3 | 20.3 | R
FRW | ECOMAXCI FR WHITE | ISOCYANURATE | FACED SINGLE MATERIAL | METAL FOIL | CLG WALL FLR | YES | YES | 3.5 | 23.9 | R
FRW | ECOMAXCI FR WHITE | ISOCYANURATE | FACED SINGLE MATERIAL | METAL FOIL | CLG WALL FLR | YES | YES | 4 | 27.4 | R
FRW | ECOMAXCI FR WHITE | ISOCYANURATE | FACED SINGLE MATERIAL | METAL FOIL | CLG WALL FLR | YES | YES | 4.5 | 31 | R
MFA | MULTI-MAX FA-3 | ISOCYANURATE | FACED SINGLE MATERIAL | PAPER | ROOF DECK | NO | NO | 1.5 | 8.6 | R
MFA | MULTI-MAX FA-3 | ISOCYANURATE | FACED SINGLE MATERIAL | PAPER | ROOF DECK | NO | NO | 1.6 | 9.1 | R
MFA | MULTI-MAX FA-3 | ISOCYANURATE | FACED SINGLE MATERIAL | PAPER | ROOF DECK | NO | NO | 1.8 | 10.3 | R
MFA | MULTI-MAX FA-3 | ISOCYANURATE | FACED SINGLE MATERIAL | PAPER | ROOF DECK | NO | NO | 2 | 11.4 | R
MFA | MULTI-MAX FA-3 | ISOCYANURATE | FACED SINGLE MATERIAL | PAPER | ROOF DECK | NO | NO | 2.1 | 12 | R
MFA | MULTI-MAX FA-3 | ISOCYANURATE | FACED SINGLE MATERIAL | PAPER | ROOF DECK | NO | NO | 2.3 | 13.2 | R
MFA | MULTI-MAX FA-3 | ISOCYANURATE | FACED SINGLE MATERIAL | PAPER | ROOF DECK | NO | NO | 2.5 | 14.4 | R
MFA | MULTI-MAX FA-3 | ISOCYANURATE | FACED SINGLE MATERIAL | PAPER | ROOF DECK | NO | NO | 2.6 | 15 | R
MFA | MULTI-MAX FA-3 | ISOCYANURATE | FACED SINGLE MATERIAL | PAPER | ROOF DECK | NO | NO | 2.7 | 15.6 | R
MFA | MULTI-MAX FA-3 | ISOCYANURATE | FACED SINGLE MATERIAL | PAPER | ROOF DECK | NO | NO | 3 | 17.4 | R
MFA | MULTI-MAX FA-3 | ISOCYANURATE | FACED SINGLE MATERIAL | PAPER | ROOF DECK | NO | NO | 3.3 | 19.2 | R
MFA | MULTI-MAX FA-3 | ISOCYANURATE | FACED SINGLE MATERIAL | PAPER | ROOF DECK | NO | NO | 3.5 | 20.5 | R
MFA | MULTI-MAX FA-3 | ISOCYANURATE | FACED SINGLE MATERIAL | PAPER | ROOF DECK | NO | NO | 4 | 23.6 | R
MFA | MULTI-MAX FA-3 | ISOCYANURATE | FACED SINGLE MATERIAL | PAPER | ROOF DECK | NO | NO | 4.5 | 26.8 | R
MHD | MULTI-MAX HD | ISOCYANURATE | FACED SINGLE MATERIAL | PAPER | ROOF DECK | NO | NO | 1.5 | 8.6 | R
MHD | MULTI-MAX HD | ISOCYANURATE | FACED SINGLE MATERIAL | PAPER | ROOF DECK | NO | NO | 1.6 | 9.1 | R
MHD | MULTI-MAX HD | ISOCYANURATE | FACED SINGLE MATERIAL | PAPER | ROOF DECK | NO | NO | 1.8 | 10.3 | R
MHD | MULTI-MAX HD | ISOCYANURATE | FACED SINGLE MATERIAL | PAPER | ROOF DECK | NO | NO | 2 | 11.4 | R
MHD | MULTI-MAX HD | ISOCYANURATE | FACED SINGLE MATERIAL | PAPER | ROOF DECK | NO | NO | 2.1 | 12 | R
MHD | MULTI-MAX HD | ISOCYANURATE | FACED SINGLE MATERIAL | PAPER | ROOF DECK | NO | NO | 2.3 | 13.2 | R
MHD | MULTI-MAX HD | ISOCYANURATE | FACED SINGLE MATERIAL | PAPER | ROOF DECK | NO | NO | 2.5 | 14.4 | R
MHD | MULTI-MAX HD | ISOCYANURATE | FACED SINGLE MATERIAL | PAPER | ROOF DECK | NO | NO | 2.6 | 15 | R
MHD | MULTI-MAX HD | ISOCYANURATE | FACED SINGLE MATERIAL | PAPER | ROOF DECK | NO | NO | 2.7 | 15.6 | R
MHD | MULTI-MAX HD | ISOCYANURATE | FACED SINGLE MATERIAL | PAPER | ROOF DECK | NO | NO | 3 | 17.4 | R
MHD | MULTI-MAX HD | ISOCYANURATE | FACED SINGLE MATERIAL | PAPER | ROOF DECK | NO | NO | 3.3 | 19.2 | R
MHD | MULTI-MAX HD | ISOCYANURATE | FACED SINGLE MATERIAL | PAPER | ROOF DECK | NO | NO | 3.5 | 20.5 | R
MHD | MULTI-MAX HD | ISOCYANURATE | FACED SINGLE MATERIAL | PAPER | ROOF DECK | NO | NO | 4 | 23.6 | R
MHD | MULTI-MAX HD | ISOCYANURATE | FACED SINGLE MATERIAL | PAPER | ROOF DECK | NO | NO | 4.5 | 26.8 | R
MM | MULTI-MAX-3 | ISOCYANURATE | FACED SINGLE MATERIAL | FBR GLS | ROOF DECK | NO | NO | 2.1 | 12 | R
MM | MULTI-MAX-3 | ISOCYANURATE | FACED SINGLE MATERIAL | FBR GLS | ROOF DECK | NO | NO | 2.3 | 13.2 | R
MM | MULTI-MAX-3 | ISOCYANURATE | FACED SINGLE MATERIAL | FBR GLS | ROOF DECK | NO | NO | 2.5 | 14.4 | R
MM | MULTI-MAX-3 | ISOCYANURATE | FACED SINGLE MATERIAL | FBR GLS | ROOF DECK | NO | NO | 2.6 | 15 | R
MM | MULTI-MAX-3 | ISOCYANURATE | FACED SINGLE MATERIAL | FBR GLS | ROOF DECK | NO | NO | 2.7 | 15.6 | R
MM | MULTI-MAX-3 | ISOCYANURATE | FACED SINGLE MATERIAL | FBR GLS | ROOF DECK | NO | NO | 3 | 17.4 | R
MM | MULTI-MAX-3 | ISOCYANURATE | FACED SINGLE MATERIAL | FBR GLS | ROOF DECK | NO | NO | 3.3 | 19.2 | R
MM | MULTI-MAX-3 | ISOCYANURATE | FACED SINGLE MATERIAL | FBR GLS | ROOF DECK | NO | NO | 3.5 | 20.5 | R
MM | MULTI-MAX-3 | ISOCYANURATE | FACED SINGLE MATERIAL | FBR GLS | ROOF DECK | NO | NO | 4 | 23.6 | R
NB3 | NAILABLE BASE-3 | ISOCYANURATE | COMPOSITE | OTHER | ROOF DECK | NO | NO | 1.5 | 6.3 | R
NB3 | NAILABLE BASE-3 | ISOCYANURATE | COMPOSITE | OTHER | ROOF DECK | NO | NO | 2.1 | 9.7 | R
NB3 | NAILABLE BASE-3 | ISOCYANURATE | COMPOSITE | OTHER | ROOF DECK | NO | NO | 2.5 | 12 | R
NB3 | NAILABLE BASE-3 | ISOCYANURATE | COMPOSITE | OTHER | ROOF DECK | NO | NO | 2.7 | 13.2 | R
NB3 | NAILABLE BASE-3 | ISOCYANURATE | COMPOSITE | OTHER | ROOF DECK | NO | NO | 3 | 15 | R
NB3 | NAILABLE BASE-3 | ISOCYANURATE | COMPOSITE | OTHER | ROOF DECK | NO | NO | 3.3 | 16.8 | R
NB3 | NAILABLE BASE-3 | ISOCYANURATE | COMPOSITE | OTHER | ROOF DECK | NO | NO | 3.5 | 18 | R
NB3 | NAILABLE BASE-3 | ISOCYANURATE | COMPOSITE | OTHER | ROOF DECK | NO | NO | 3.8 | 19.8 | R
NB3 | NAILABLE BASE-3 | ISOCYANURATE | COMPOSITE | OTHER | ROOF DECK | NO | NO | 4 | 21.1 | R
NB3 | NAILABLE BASE-3 | ISOCYANURATE | COMPOSITE | OTHER | ROOF DECK | NO | NO | 4.5 | 24.2 | R
NB3 | NAILABLE BASE-3 | ISOCYANURATE | COMPOSITE | OTHER | ROOF DECK | NO | NO | 5 | 27.4 | R
RB3 | RE-COVER BOARD-3 | ISOCYANURATE | FACED SINGLE MATERIAL | PAPER | ROOF DECK | NO | NO | 0.75 | 4.3 | R
RB3 | RE-COVER BOARD-3 | ISOCYANURATE | FACED SINGLE MATERIAL | PAPER | ROOF DECK | NO | NO | 1 | 5.7 | R
RB3 | RE-COVER BOARD-3 | ISOCYANURATE | FACED SINGLE MATERIAL | PAPER | ROOF DECK | NO | NO | 1.2 | 6.8 | R
RB3 | RE-COVER BOARD-3 | ISOCYANURATE | FACED SINGLE MATERIAL | PAPER | ROOF DECK | NO | NO | 1.4 | 8 | R
RBG | RMAX BELOW GRADE | ISOCYANURATE | FACED SINGLE MATERIAL | PLASTIC FILM | CLG WALL FLR | NO | YES | 0.75 | 5 | R
RBG | RMAX BELOW GRADE | ISOCYANURATE | FACED SINGLE MATERIAL | PLASTIC FILM | CLG WALL FLR | NO | YES | 1 | 6 | R
RBG | RMAX BELOW GRADE | ISOCYANURATE | FACED SINGLE MATERIAL | PLASTIC FILM | CLG WALL FLR | NO | YES | 1.5 | 10 | R
RBG | RMAX BELOW GRADE | ISOCYANURATE | FACED SINGLE MATERIAL | PLASTIC FILM | CLG WALL FLR | NO | YES | 2 | 13.1 | R
RBG | RMAX BELOW GRADE | ISOCYANURATE | FACED SINGLE MATERIAL | PLASTIC FILM | CLG WALL FLR | NO | YES | 2.3 | 15 | R
RBG | RMAX BELOW GRADE | ISOCYANURATE | FACED SINGLE MATERIAL | PLASTIC FILM | CLG WALL FLR | NO | YES | 2.5 | 16.7 | R
RBG | RMAX BELOW GRADE | ISOCYANURATE | FACED SINGLE MATERIAL | PLASTIC FILM | CLG WALL FLR | NO | YES | 3 | 20.3 | R
RMP | R MATTE PLUS-3 | ISOCYANURATE | FACED SINGLE MATERIAL | METAL FOIL | WALL | NO | YES | 0.5 | 3.2 | R
RMP | R MATTE PLUS-3 | ISOCYANURATE | FACED SINGLE MATERIAL | METAL FOIL | WALL | NO | YES | 0.625 | 4 | R
RMP | R MATTE PLUS-3 | ISOCYANURATE | FACED SINGLE MATERIAL | METAL FOIL | WALL | NO | YES | 0.75 | 5 | R
RMP | R MATTE PLUS-3 | ISOCYANURATE | FACED SINGLE MATERIAL | METAL FOIL | WALL | NO | YES | 1 | 6 | R
RMP | R MATTE PLUS-3 | ISOCYANURATE | FACED SINGLE MATERIAL | METAL FOIL | WALL | NO | YES | 1.5 | 9.6 | R
RMP | R MATTE PLUS-3 | ISOCYANURATE | FACED SINGLE MATERIAL | METAL FOIL | WALL | NO | YES | 2 | 13.1 | R
RMP | R MATTE PLUS-3 | ISOCYANURATE | FACED SINGLE MATERIAL | METAL FOIL | WALL | NO | YES | 2.5 | 16.7 | R
RMP | R MATTE PLUS-3 | ISOCYANURATE | FACED SINGLE MATERIAL | METAL FOIL | WALL | NO | YES | 3 | 20.3 | R
RMP | R MATTE PLUS-3 | ISOCYANURATE | FACED SINGLE MATERIAL | METAL FOIL | WALL | NO | YES | 3.5 | 23.9 | R
RMP | R MATTE PLUS-3 | ISOCYANURATE | FACED SINGLE MATERIAL | METAL FOIL | WALL | NO | YES | 4 | 27.4 | R
RMP | R MATTE PLUS-3 | ISOCYANURATE | FACED SINGLE MATERIAL | METAL FOIL | WALL | NO | YES | 4.5 | 31 | R
SCG | SARNATHERM R CG | ISOCYANURATE | FACED SINGLE MATERIAL | FBR GLS | ROOF DECK | NO | NO | 1.5 | 8.6 | R
SCG | SARNATHERM R CG | ISOCYANURATE | FACED SINGLE MATERIAL | FBR GLS | ROOF DECK | NO | NO | 2 | 11.4 | R
SCG | SARNATHERM R CG | ISOCYANURATE | FACED SINGLE MATERIAL | FBR GLS | ROOF DECK | NO | NO | 2.5 | 14.4 | R
SCG | SARNATHERM R CG | ISOCYANURATE | FACED SINGLE MATERIAL | FBR GLS | ROOF DECK | NO | NO | 3 | 17.4 | R
SCG | SARNATHERM R CG | ISOCYANURATE | FACED SINGLE MATERIAL | FBR GLS | ROOF DECK | NO | NO | 3.5 | 20.5 | R
SCG | SARNATHERM R CG | ISOCYANURATE | FACED SINGLE MATERIAL | FBR GLS | ROOF DECK | NO | NO | 4 | 23.6 | R
SCG | SARNATHERM R CG | ISOCYANURATE | FACED SINGLE MATERIAL | FBR GLS | ROOF DECK | NO | NO | 4.5 | 26.8 | R
SS | SARNATHERM R | ISOCYANURATE | FACED SINGLE MATERIAL | PAPER | ROOF DECK | NO | NO | 1.5 | 8.6 | R
SS | SARNATHERM R | ISOCYANURATE | FACED SINGLE MATERIAL | PAPER | ROOF DECK | NO | NO | 1.6 | 9.1 | R
SS | SARNATHERM R | ISOCYANURATE | FACED SINGLE MATERIAL | PAPER | ROOF DECK | NO | NO | 1.8 | 10.3 | R
SS | SARNATHERM R | ISOCYANURATE | FACED SINGLE MATERIAL | PAPER | ROOF DECK | NO | NO | 2 | 11.4 | R
SS | SARNATHERM R | ISOCYANURATE | FACED SINGLE MATERIAL | PAPER | ROOF DECK | NO | NO | 2.1 | 12 | R
SS | SARNATHERM R | ISOCYANURATE | FACED SINGLE MATERIAL | PAPER | ROOF DECK | NO | NO | 2.3 | 13.2 | R
SS | SARNATHERM R | ISOCYANURATE | FACED SINGLE MATERIAL | PAPER | ROOF DECK | NO | NO | 2.5 | 14.4 | R
SS | SARNATHERM R | ISOCYANURATE | FACED SINGLE MATERIAL | PAPER | ROOF DECK | NO | NO | 2.6 | 15 | R
SS | SARNATHERM R | ISOCYANURATE | FACED SINGLE MATERIAL | PAPER | ROOF DECK | NO | NO | 2.7 | 15.6 | R
SS | SARNATHERM R | ISOCYANURATE | FACED SINGLE MATERIAL | PAPER | ROOF DECK | NO | NO | 3 | 17.4 | R
SS | SARNATHERM R | ISOCYANURATE | FACED SINGLE MATERIAL | PAPER | ROOF DECK | NO | NO | 3.3 | 19.2 | R
SS | SARNATHERM R | ISOCYANURATE | FACED SINGLE MATERIAL | PAPER | ROOF DECK | NO | NO | 3.5 | 20.5 | R
SS | SARNATHERM R | ISOCYANURATE | FACED SINGLE MATERIAL | PAPER | ROOF DECK | NO | NO | 4 | 23.6 | R
SS | SARNATHERM R | ISOCYANURATE | FACED SINGLE MATERIAL | PAPER | ROOF DECK | NO | NO | 4.5 | 26.8 | R
TBD | THERMABASE-CI DS | ISOCYANURATE | COMPOSITE | OTHER | WALL | NO | NO | 1 | 3.6 | R
TBD | THERMABASE-CI DS | ISOCYANURATE | COMPOSITE | OTHER | WALL | NO | NO | 1.25 | 5.1 | R
TBD | THERMABASE-CI DS | ISOCYANURATE | COMPOSITE | OTHER | WALL | NO | NO | 1.5 | 6.6 | R
TBD | THERMABASE-CI DS | ISOCYANURATE | COMPOSITE | OTHER | WALL | NO | NO | 2 | 9.6 | R
TBD | THERMABASE-CI DS | ISOCYANURATE | COMPOSITE | OTHER | WALL | NO | NO | 2.5 | 12.7 | R
TBD | THERMABASE-CI DS | ISOCYANURATE | COMPOSITE | OTHER | WALL | NO | NO | 3 | 15.9 | R
TBD | THERMABASE-CI DS | ISOCYANURATE | COMPOSITE | OTHER | WALL | NO | NO | 3.5 | 19.1 | R
TBD | THERMABASE-CI DS | ISOCYANURATE | COMPOSITE | OTHER | WALL | NO | NO | 4 | 22.3 | R
TBD | THERMABASE-CI DS | ISOCYANURATE | COMPOSITE | OTHER | WALL | NO | NO | 4.5 | 25.6 | R
TBD | THERMABASE-CI DS | ISOCYANURATE | COMPOSITE | OTHER | WALL | NO | NO | 5 | 28.9 | R
TBT | THERMABASE-CI TS | ISOCYANURATE | COMPOSITE | OTHER | WALL | NO | NO | 1 | 3.8 | R
TBT | THERMABASE-CI TS | ISOCYANURATE | COMPOSITE | OTHER | WALL | NO | NO | 1.25 | 5.3 | R
TBT | THERMABASE-CI TS | ISOCYANURATE | COMPOSITE | OTHER | WALL | NO | NO | 1.5 | 6.6 | R
TBT | THERMABASE-CI TS | ISOCYANURATE | COMPOSITE | OTHER | WALL | NO | NO | 2 | 10.2 | R
TBT | THERMABASE-CI TS | ISOCYANURATE | COMPOSITE | OTHER | WALL | NO | NO | 2.5 | 13.7 | R
TBT | THERMABASE-CI TS | ISOCYANURATE | COMPOSITE | OTHER | WALL | NO | NO | 3 | 17.3 | R
TBT | THERMABASE-CI TS | ISOCYANURATE | COMPOSITE | OTHER | WALL | NO | NO | 3.5 | 20.9 | R
TBT | THERMABASE-CI TS | ISOCYANURATE | COMPOSITE | OTHER | WALL | NO | NO | 4 | 24.5 | R
TBT | THERMABASE-CI TS | ISOCYANURATE | COMPOSITE | OTHER | WALL | NO | NO | 4.5 | 28 | R
TBT | THERMABASE-CI TS | ISOCYANURATE | COMPOSITE | OTHER | WALL | NO | NO | 5 | 31.6 | R
TRP | THERMAROOF PLUS-3 | ISOCYANURATE | FACED SINGLE MATERIAL | METAL FOIL | ROOF DECK | NO | YES | 1 | 6 | R
TRP | THERMAROOF PLUS-3 | ISOCYANURATE | FACED SINGLE MATERIAL | METAL FOIL | ROOF DECK | NO | YES | 1.5 | 9.6 | R
TRP | THERMAROOF PLUS-3 | ISOCYANURATE | FACED SINGLE MATERIAL | METAL FOIL | ROOF DECK | NO | YES | 2 | 13.1 | R
TRP | THERMAROOF PLUS-3 | ISOCYANURATE | FACED SINGLE MATERIAL | METAL FOIL | ROOF DECK | NO | YES | 2.25 | 16.7 | R
TRP | THERMAROOF PLUS-3 | ISOCYANURATE | FACED SINGLE MATERIAL | METAL FOIL | ROOF DECK | NO | YES | 3 | 20.3 | R
TRP | THERMAROOF PLUS-3 | ISOCYANURATE | FACED SINGLE MATERIAL | METAL FOIL | ROOF DECK | NO | YES | 3.5 | 23.9 | R
TRP | THERMAROOF PLUS-3 | ISOCYANURATE | FACED SINGLE MATERIAL | METAL FOIL | ROOF DECK | NO | YES | 4 | 27.4 | R
TRP | THERMAROOF PLUS-3 | ISOCYANURATE | FACED SINGLE MATERIAL | METAL FOIL | ROOF DECK | NO | YES | 4.5 | 31 | R
TS | THERMASHEATH | ISOCYANURATE | FACED SINGLE MATERIAL | METAL | CLG WALL FLR | NO | YES** | 0.5 | 3.2 | R
TS | THERMASHEATH | ISOCYANURATE | FACED SINGLE MATERIAL | METAL | CLG WALL FLR | NO | YES** | 0.75 | 5 | R
TS | THERMASHEATH | ISOCYANURATE | FACED SINGLE MATERIAL | METAL | CLG WALL FLR | NO | YES** | 1 | 6 | R
TS | THERMASHEATH | ISOCYANURATE | FACED SINGLE MATERIAL | METAL | CLG WALL FLR | NO | YES** | 1.25 | 7.8 | R
TS | THERMASHEATH | ISOCYANURATE | FACED SINGLE MATERIAL | METAL | CLG WALL FLR | NO | YES** | 1.5 | 9.6 | R
TS | THERMASHEATH | ISOCYANURATE | FACED SINGLE MATERIAL | METAL | CLG WALL FLR | NO | YES** | 1.75 | 11.4 | R
TS | THERMASHEATH | ISOCYANURATE | FACED SINGLE MATERIAL | METAL | CLG WALL FLR | NO | YES** | 2 | 13.1 | R
TS | THERMASHEATH | ISOCYANURATE | FACED SINGLE MATERIAL | METAL | CLG WALL FLR | NO | YES** | 2.25 | 14.9 | R
TS | THERMASHEATH | ISOCYANURATE | FACED SINGLE MATERIAL | METAL | CLG WALL FLR | NO | YES** | 2.5 | 16.7 | R
TS | THERMASHEATH | ISOCYANURATE | FACED SINGLE MATERIAL | METAL | CLG WALL FLR | NO | YES** | 3 | 20.3 | R
TS | THERMASHEATH | ISOCYANURATE | FACED SINGLE MATERIAL | METAL | CLG WALL FLR | NO | YES** | 3.25 | 22.1 | R
TS | THERMASHEATH | ISOCYANURATE | FACED SINGLE MATERIAL | METAL | CLG WALL FLR | NO | YES** | 3.5 | 23.9 | R
TS | THERMASHEATH | ISOCYANURATE | FACED SINGLE MATERIAL | METAL | CLG WALL FLR | NO | YES** | 3.75 | 25.7 | R
TS | THERMASHEATH | ISOCYANURATE | FACED SINGLE MATERIAL | METAL | CLG WALL FLR | NO | YES** | 4 | 27.4 | R
TS | THERMASHEATH | ISOCYANURATE | FACED SINGLE MATERIAL | METAL | CLG WALL FLR | NO | YES** | 4.5 | 31 | R
TSC | SARNATHERM R CG TAPERED | ISOCYANURATE | FACED SINGLE MATERIAL | OTHER | ROOF DECK | NO | NO | 0.75 | 4.3 | R
TSC | SARNATHERM R CG TAPERED | ISOCYANURATE | FACED SINGLE MATERIAL | OTHER | ROOF DECK | NO | NO | 1 | 5.7 | R
TSC | SARNATHERM R CG TAPERED | ISOCYANURATE | FACED SINGLE MATERIAL | OTHER | ROOF DECK | NO | NO | 1.5 | 8.6 | R
TSC | SARNATHERM R CG TAPERED | ISOCYANURATE | FACED SINGLE MATERIAL | OTHER | ROOF DECK | NO | NO | 2 | 11.4 | R
TSC | SARNATHERM R CG TAPERED | ISOCYANURATE | FACED SINGLE MATERIAL | OTHER | ROOF DECK | NO | NO | 2.5 | 14.4 | R
TSC | SARNATHERM R CG TAPERED | ISOCYANURATE | FACED SINGLE MATERIAL | OTHER | ROOF DECK | NO | NO | 3 | 17.4 | R
TSC | SARNATHERM R CG TAPERED | ISOCYANURATE | FACED SINGLE MATERIAL | OTHER | ROOF DECK | NO | NO | 3.5 | 20.5 | R
TSC | SARNATHERM R CG TAPERED | ISOCYANURATE | FACED SINGLE MATERIAL | OTHER | ROOF DECK | NO | NO | 4 | 23.6 | R
TSC | SARNATHERM R CG TAPERED | ISOCYANURATE | FACED SINGLE MATERIAL | OTHER | ROOF DECK | NO | NO | 4.25 | 25.2 | R
TSI | THERMASHEATH-SI | ISOCYANURATE | COMPOSITE | OTHER | WALL | NO | YES | 0.5 | 3.2 | R
TSI | THERMASHEATH-SI | ISOCYANURATE | COMPOSITE | OTHER | WALL | NO | YES | 0.75 | 5 | R
TSI | THERMASHEATH-SI | ISOCYANURATE | COMPOSITE | OTHER | WALL | NO | YES | 1 | 6 | R
TSR | TS-RDECK | ISOCYANURATE | COMPOSITE | OTHER | ROOF DECK | YES | YES | 1 | 3.8 | R
TSR | TS-RDECK | ISOCYANURATE | COMPOSITE | OTHER | ROOF DECK | YES | YES | 1.5 | 6.6 | R
TSR | TS-RDECK | ISOCYANURATE | COMPOSITE | OTHER | ROOF DECK | YES | YES | 2 | 10.2 | R
TSR | TS-RDECK | ISOCYANURATE | COMPOSITE | OTHER | ROOF DECK | YES | YES | 2.5 | 13.7 | R
TSR | TS-RDECK | ISOCYANURATE | COMPOSITE | OTHER | ROOF DECK | YES | YES | 3 | 17.3 | R
TSR | TS-RDECK | ISOCYANURATE | COMPOSITE | OTHER | ROOF DECK | YES | YES | 3.5 | 20.9 | R
TSR | TS-RDECK | ISOCYANURATE | COMPOSITE | OTHER | ROOF DECK | YES | YES | 4 | 24.5 | R
TSR | TS-RDECK | ISOCYANURATE | COMPOSITE | OTHER | ROOF DECK | YES | YES | 4.5 | 28 | R
TSS | SARNATHERM R TAPERED | ISOCYANURATE | FACED SINGLE MATERIAL | PAPER | ROOF DECK | NO | NO | 0.75 | 4.3 | R
TSS | SARNATHERM R TAPERED | ISOCYANURATE | FACED SINGLE MATERIAL | PAPER | ROOF DECK | NO | NO | 1 | 5.7 | R
TSS | SARNATHERM R TAPERED | ISOCYANURATE | FACED SINGLE MATERIAL | PAPER | ROOF DECK | NO | NO | 1.25 | 7.1 | R
TSS | SARNATHERM R TAPERED | ISOCYANURATE | FACED SINGLE MATERIAL | PAPER | ROOF DECK | NO | NO | 1.5 | 8.6 | R
TSS | SARNATHERM R TAPERED | ISOCYANURATE | FACED SINGLE MATERIAL | PAPER | ROOF DECK | NO | NO | 1.75 | 10 | R
TSS | SARNATHERM R TAPERED | ISOCYANURATE | FACED SINGLE MATERIAL | PAPER | ROOF DECK | NO | NO | 2 | 11.4 | R
TSS | SARNATHERM R TAPERED | ISOCYANURATE | FACED SINGLE MATERIAL | PAPER | ROOF DECK | NO | NO | 2.25 | 12.9 | R
TSS | SARNATHERM R TAPERED | ISOCYANURATE | FACED SINGLE MATERIAL | PAPER | ROOF DECK | NO | NO | 2.5 | 14.4 | R
TSS | SARNATHERM R TAPERED | ISOCYANURATE | FACED SINGLE MATERIAL | PAPER | ROOF DECK | NO | NO | 2.75 | 15.9 | R
TSS | SARNATHERM R TAPERED | ISOCYANURATE | FACED SINGLE MATERIAL | PAPER | ROOF DECK | NO | NO | 3 | 17.4 | R
TSS | SARNATHERM R TAPERED | ISOCYANURATE | FACED SINGLE MATERIAL | PAPER | ROOF DECK | NO | NO | 3.25 | 18.9 | R
TSS | SARNATHERM R TAPERED | ISOCYANURATE | FACED SINGLE MATERIAL | PAPER | ROOF DECK | NO | NO | 3.5 | 20.5 | R
TSS | SARNATHERM R TAPERED | ISOCYANURATE | FACED SINGLE MATERIAL | PAPER | ROOF DECK | NO | NO | 3.75 | 22.1 | R
TSS | SARNATHERM R TAPERED | ISOCYANURATE | FACED SINGLE MATERIAL | PAPER | ROOF DECK | NO | NO | 4 | 23.6 | R
TSS | SARNATHERM R TAPERED | ISOCYANURATE | FACED SINGLE MATERIAL | PAPER | ROOF DECK | NO | NO | 4.25 | 25.2 | R
TTR | TAPERED THERMAROOF-3 | ISOCYANURATE | FACED SINGLE MATERIAL | PAPER | ROOF DECK | NO | NO | 0.75 | 4.3 | R
TTR | TAPERED THERMAROOF-3 | ISOCYANURATE | FACED SINGLE MATERIAL | PAPER | ROOF DECK | NO | NO | 1 | 5.7 | R
TTR | TAPERED THERMAROOF-3 | ISOCYANURATE | FACED SINGLE MATERIAL | PAPER | ROOF DECK | NO | NO | 1.25 | 7.1 | R
TTR | TAPERED THERMAROOF-3 | ISOCYANURATE | FACED SINGLE MATERIAL | PAPER | ROOF DECK | NO | NO | 1.5 | 8.6 | R
TTR | TAPERED THERMAROOF-3 | ISOCYANURATE | FACED SINGLE MATERIAL | PAPER | ROOF DECK | NO | NO | 1.75 | 10 | R
TTR | TAPERED THERMAROOF-3 | ISOCYANURATE | FACED SINGLE MATERIAL | PAPER | ROOF DECK | NO | NO | 2 | 11.4 | R
TTR | TAPERED THERMAROOF-3 | ISOCYANURATE | FACED SINGLE MATERIAL | PAPER | ROOF DECK | NO | NO | 2.25 | 12.9 | R
TTR | TAPERED THERMAROOF-3 | ISOCYANURATE | FACED SINGLE MATERIAL | PAPER | ROOF DECK | NO | NO | 2.5 | 14.4 | R
TTR | TAPERED THERMAROOF-3 | ISOCYANURATE | FACED SINGLE MATERIAL | PAPER | ROOF DECK | NO | NO | 2.75 | 15.9 | R
TTR | TAPERED THERMAROOF-3 | ISOCYANURATE | FACED SINGLE MATERIAL | PAPER | ROOF DECK | NO | NO | 3 | 17.4 | R
TTR | TAPERED THERMAROOF-3 | ISOCYANURATE | FACED SINGLE MATERIAL | PAPER | ROOF DECK | NO | NO | 3.25 | 18.9 | R
TTR | TAPERED THERMAROOF-3 | ISOCYANURATE | FACED SINGLE MATERIAL | PAPER | ROOF DECK | NO | NO | 3.5 | 20.5 | R
TTR | TAPERED THERMAROOF-3 | ISOCYANURATE | FACED SINGLE MATERIAL | PAPER | ROOF DECK | NO | NO | 3.75 | 22.1 | R
TTR | TAPERED THERMAROOF-3 | ISOCYANURATE | FACED SINGLE MATERIAL | PAPER | ROOF DECK | NO | NO | 4 | 23.6 | R
TTR | TAPERED THERMAROOF-3 | ISOCYANURATE | FACED SINGLE MATERIAL | PAPER | ROOF DECK | NO | NO | 4.25 | 25.2 | R
TUF | TAPERED ULT-MAX FR | ISOCYANURATE | FACED SINGLE MATERIAL | FBR GLS | ROOF DECK | NO | NO | 0.75 | 4.3 | R
TUF | TAPERED ULT-MAX FR | ISOCYANURATE | FACED SINGLE MATERIAL | FBR GLS | ROOF DECK | NO | NO | 1 | 5.7 | R
TUF | TAPERED ULT-MAX FR | ISOCYANURATE | FACED SINGLE MATERIAL | FBR GLS | ROOF DECK | NO | NO | 1.25 | 7.1 | R
TUF | TAPERED ULT-MAX FR | ISOCYANURATE | FACED SINGLE MATERIAL | FBR GLS | ROOF DECK | NO | NO | 1.5 | 8.6 | R
TUF | TAPERED ULT-MAX FR | ISOCYANURATE | FACED SINGLE MATERIAL | FBR GLS | ROOF DECK | NO | NO | 1.75 | 10 | R
TUF | TAPERED ULT-MAX FR | ISOCYANURATE | FACED SINGLE MATERIAL | FBR GLS | ROOF DECK | NO | NO | 2 | 11.4 | R
TUF | TAPERED ULT-MAX FR | ISOCYANURATE | FACED SINGLE MATERIAL | FBR GLS | ROOF DECK | NO | NO | 2.25 | 12.9 | R
TUF | TAPERED ULT-MAX FR | ISOCYANURATE | FACED SINGLE MATERIAL | FBR GLS | ROOF DECK | NO | NO | 2.5 | 14.4 | R
TUF | TAPERED ULT-MAX FR | ISOCYANURATE | FACED SINGLE MATERIAL | FBR GLS | ROOF DECK | NO | NO | 2.75 | 15.9 | R
TUF | TAPERED ULT-MAX FR | ISOCYANURATE | FACED SINGLE MATERIAL | FBR GLS | ROOF DECK | NO | NO | 3.25 | 18.9 | R
TUF | TAPERED ULT-MAX FR | ISOCYANURATE | FACED SINGLE MATERIAL | FBR GLS | ROOF DECK | NO | NO | 3.5 | 20.5 | R
TUF | TAPERED ULT-MAX FR | ISOCYANURATE | FACED SINGLE MATERIAL | FBR GLS | ROOF DECK | NO | NO | 3.75 | 22.1 | R
TUF | TAPERED ULT-MAX FR | ISOCYANURATE | FACED SINGLE MATERIAL | FBR GLS | ROOF DECK | NO | NO | 4 | 23.6 | R
TUF | TAPERED ULT-MAX FR | ISOCYANURATE | FACED SINGLE MATERIAL | FBR GLS | ROOF DECK | NO | NO | 4.25 | 25.2 | R
TUM | TAPERED ULTRAMAX | ISOCYANURATE | FACED SINGLE MATERIAL | FBR GLS | ROOF DECK | NO | NO | 0.75 | 4.3 | R
TUM | TAPERED ULTRAMAX | ISOCYANURATE | FACED SINGLE MATERIAL | FBR GLS | ROOF DECK | NO | NO | 1 | 5.7 | R
TUM | TAPERED ULTRAMAX | ISOCYANURATE | FACED SINGLE MATERIAL | FBR GLS | ROOF DECK | NO | NO | 1.25 | 7.1 | R
TUM | TAPERED ULTRAMAX | ISOCYANURATE | FACED SINGLE MATERIAL | FBR GLS | ROOF DECK | NO | NO | 1.5 | 8.6 | R
TUM | TAPERED ULTRAMAX | ISOCYANURATE | FACED SINGLE MATERIAL | FBR GLS | ROOF DECK | NO | NO | 1.75 | 10 | R
TUM | TAPERED ULTRAMAX | ISOCYANURATE | FACED SINGLE MATERIAL | FBR GLS | ROOF DECK | NO | NO | 2 | 11.4 | R
TUM | TAPERED ULTRAMAX | ISOCYANURATE | FACED SINGLE MATERIAL | FBR GLS | ROOF DECK | NO | NO | 2.25 | 12.9 | R
TUM | TAPERED ULTRAMAX | ISOCYANURATE | FACED SINGLE MATERIAL | FBR GLS | ROOF DECK | NO | NO | 2.5 | 14.4 | R
TUM | TAPERED ULTRAMAX | ISOCYANURATE | FACED SINGLE MATERIAL | FBR GLS | ROOF DECK | NO | NO | 2.75 | 15.9 | R
TUM | TAPERED ULTRAMAX | ISOCYANURATE | FACED SINGLE MATERIAL | FBR GLS | ROOF DECK | NO | NO | 3 | 17.4 | R
TUM | TAPERED ULTRAMAX | ISOCYANURATE | FACED SINGLE MATERIAL | FBR GLS | ROOF DECK | NO | NO | 3.25 | 18.9 | R
TUM | TAPERED ULTRAMAX | ISOCYANURATE | FACED SINGLE MATERIAL | FBR GLS | ROOF DECK | NO | NO | 3.5 | 20.5 | R
TUM | TAPERED ULTRAMAX | ISOCYANURATE | FACED SINGLE MATERIAL | FBR GLS | ROOF DECK | NO | NO | 3.75 | 22.1 | R
TUM | TAPERED ULTRAMAX | ISOCYANURATE | FACED SINGLE MATERIAL | FBR GLS | ROOF DECK | NO | NO | 4 | 23.6 | R
TUM | TAPERED ULTRAMAX | ISOCYANURATE | FACED SINGLE MATERIAL | FBR GLS | ROOF DECK | NO | NO | 4.25 | 25.2 | R
UHD | ULTRAMAX-HD | ISOCYANURATE | FACED SINGLE MATERIAL | FBR GLS | ROOF DECK | NO | NO | 0.5 | 2.5 | R
UM | ULTRAMAX | ISOCYANURATE | FACED SINGLE MATERIAL | FBR GLS | ROOF DECK | NO | NO | 1.5 | 8.6 | R
UM | ULTRAMAX | ISOCYANURATE | FACED SINGLE MATERIAL | FBR GLS | ROOF DECK | NO | NO | 1.6 | 9.1 | R
UM | ULTRAMAX | ISOCYANURATE | FACED SINGLE MATERIAL | FBR GLS | ROOF DECK | NO | NO | 1.8 | 10.3 | R
UM | ULTRAMAX | ISOCYANURATE | FACED SINGLE MATERIAL | FBR GLS | ROOF DECK | NO | NO | 2 | 11.4 | R
UM | ULTRAMAX | ISOCYANURATE | FACED SINGLE MATERIAL | FBR GLS | ROOF DECK | NO | NO | 2.1 | 12 | R
UM | ULTRAMAX | ISOCYANURATE | FACED SINGLE MATERIAL | FBR GLS | ROOF DECK | NO | NO | 2.3 | 13.2 | R
UM | ULTRAMAX | ISOCYANURATE | FACED SINGLE MATERIAL | FBR GLS | ROOF DECK | NO | NO | 2.5 | 14.4 | R
UM | ULTRAMAX | ISOCYANURATE | FACED SINGLE MATERIAL | FBR GLS | ROOF DECK | NO | NO | 2.6 | 15 | R
UM | ULTRAMAX | ISOCYANURATE | FACED SINGLE MATERIAL | FBR GLS | ROOF DECK | NO | NO | 2.7 | 15.6 | R
UM | ULTRAMAX | ISOCYANURATE | FACED SINGLE MATERIAL | FBR GLS | ROOF DECK | NO | NO | 3 | 17.4 | R
UM | ULTRAMAX | ISOCYANURATE | FACED SINGLE MATERIAL | FBR GLS | ROOF DECK | NO | NO | 3.3 | 19.2 | R
UM | ULTRAMAX | ISOCYANURATE | FACED SINGLE MATERIAL | FBR GLS | ROOF DECK | NO | NO | 3.5 | 20.5 | R
UM | ULTRAMAX | ISOCYANURATE | FACED SINGLE MATERIAL | FBR GLS | ROOF DECK | NO | NO | 4 | 23.6 | R
UM | ULTRAMAX | ISOCYANURATE | FACED SINGLE MATERIAL | FBR GLS | ROOF DECK | NO | NO | 4.5 | 26.8 | R
UMF | ULTRAMAX FR | ISOCYANURATE | FACED SINGLE MATERIAL | FBR GLS | ROOF DECK | NO | NO | 1.5 | 8.6 | R
UMF | ULTRAMAX FR | ISOCYANURATE | FACED SINGLE MATERIAL | FBR GLS | ROOF DECK | NO | NO | 1.6 | 9.1 | R
UMF | ULTRAMAX FR | ISOCYANURATE | FACED SINGLE MATERIAL | FBR GLS | ROOF DECK | NO | NO | 1.8 | 10.3 | R
UMF | ULTRAMAX FR | ISOCYANURATE | FACED SINGLE MATERIAL | FBR GLS | ROOF DECK | NO | NO | 2 | 11.4 | R
UMF | ULTRAMAX FR | ISOCYANURATE | FACED SINGLE MATERIAL | FBR GLS | ROOF DECK | NO | NO | 2.1 | 12 | R
UMF | ULTRAMAX FR | ISOCYANURATE | FACED SINGLE MATERIAL | FBR GLS | ROOF DECK | NO | NO | 2.3 | 13.2 | R
UMF | ULTRAMAX FR | ISOCYANURATE | FACED SINGLE MATERIAL | FBR GLS | ROOF DECK | NO | NO | 2.5 | 14.4 | R
UMF | ULTRAMAX FR | ISOCYANURATE | FACED SINGLE MATERIAL | FBR GLS | ROOF DECK | NO | NO | 2.6 | 15 | R
UMF | ULTRAMAX FR | ISOCYANURATE | FACED SINGLE MATERIAL | FBR GLS | ROOF DECK | NO | NO | 2.7 | 15.6 | R
UMF | ULTRAMAX FR | ISOCYANURATE | FACED SINGLE MATERIAL | FBR GLS | ROOF DECK | NO | NO | 3 | 17.4 | R
UMF | ULTRAMAX FR | ISOCYANURATE | FACED SINGLE MATERIAL | FBR GLS | ROOF DECK | NO | NO | 3.3 | 19.2 | R
UMF | ULTRAMAX FR | ISOCYANURATE | FACED SINGLE MATERIAL | FBR GLS | ROOF DECK | NO | NO | 3.5 | 20.5 | R
UMF | ULTRAMAX FR | ISOCYANURATE | FACED SINGLE MATERIAL | FBR GLS | ROOF DECK | NO | NO | 4 | 23.6 | R
UMF | ULTRAMAX FR | ISOCYANURATE | FACED SINGLE MATERIAL | FBR GLS | ROOF DECK | NO | NO | 4.5 | 26.8 | R
UMP | ULTRAMAX PLUS | ISOCYANURATE | FACED SINGLE MATERIAL | FBR GLS | ROOF DECK | NO | NO | 1.5 | 8.6 | R
UMP | ULTRAMAX PLUS | ISOCYANURATE | FACED SINGLE MATERIAL | FBR GLS | ROOF DECK | NO | NO | 2 | 11.4 | R
UMP | ULTRAMAX PLUS | ISOCYANURATE | FACED SINGLE MATERIAL | FBR GLS | ROOF DECK | NO | NO | 2.5 | 14.4 | R
UMP | ULTRAMAX PLUS | ISOCYANURATE | FACED SINGLE MATERIAL | FBR GLS | ROOF DECK | NO | NO | 3 | 17.4 | R
UMP | ULTRAMAX PLUS | ISOCYANURATE | FACED SINGLE MATERIAL | FBR GLS | ROOF DECK | NO | NO | 3.5 | 20.5 | R
UMP | ULTRAMAX PLUS | ISOCYANURATE | FACED SINGLE MATERIAL | FBR GLS | ROOF DECK | NO | NO | 4 | 23.6 | R
UMP | ULTRAMAX PLUS | ISOCYANURATE | FACED SINGLE MATERIAL | FBR GLS | ROOF DECK | NO | NO | 4.5 | 26.8 | R
UPT | ULTRAMAX PLUS TAP | ISOCYANURATE | FACED SINGLE MATERIAL | FBR GLS | ROOF DECK | NO | NO | 0.75 | 4.3 | R
UPT | ULTRAMAX PLUS TAP | ISOCYANURATE | FACED SINGLE MATERIAL | FBR GLS | ROOF DECK | NO | NO | 1 | 5.7 | R
UPT | ULTRAMAX PLUS TAP | ISOCYANURATE | FACED SINGLE MATERIAL | FBR GLS | ROOF DECK | NO | NO | 1.5 | 8.6 | R
UPT | ULTRAMAX PLUS TAP | ISOCYANURATE | FACED SINGLE MATERIAL | FBR GLS | ROOF DECK | NO | NO | 2 | 11.4 | R
UPT | ULTRAMAX PLUS TAP | ISOCYANURATE | FACED SINGLE MATERIAL | FBR GLS | ROOF DECK | NO | NO | 2.5 | 14.4 | R
UPT | ULTRAMAX PLUS TAP | ISOCYANURATE | FACED SINGLE MATERIAL | FBR GLS | ROOF DECK | NO | NO | 3 | 17.4 | R
UPT | ULTRAMAX PLUS TAP | ISOCYANURATE | FACED SINGLE MATERIAL | FBR GLS | ROOF DECK | NO | NO | 3.5 | 20.5 | R
UPT | ULTRAMAX PLUS TAP | ISOCYANURATE | FACED SINGLE MATERIAL | FBR GLS | ROOF DECK | NO | NO | 4 | 23.6 | R
UPT | ULTRAMAX PLUS TAP | ISOCYANURATE | FACED SINGLE MATERIAL | FBR GLS | ROOF DECK | NO | NO | 4.25 | 25.2 | R
X00 | TSX 8500 | ISOCYANURATE | FACED SINGLE MATERIAL | METAL FOIL | CLG WALL FLR | YES | YES | 0.75 | 5 | R
X00 | TSX 8500 | ISOCYANURATE | FACED SINGLE MATERIAL | METAL FOIL | CLG WALL FLR | YES | YES | 1 | 6 | R
X00 | TSX 8500 | ISOCYANURATE | FACED SINGLE MATERIAL | METAL FOIL | CLG WALL FLR | YES | YES | 1.25 | 7.8 | R
X00 | TSX 8500 | ISOCYANURATE | FACED SINGLE MATERIAL | METAL FOIL | CLG WALL FLR | YES | YES | 1.5 | 9.6 | R
X00 | TSX 8500 | ISOCYANURATE | FACED SINGLE MATERIAL | METAL FOIL | CLG WALL FLR | YES | YES | 1.75 | 11.4 | R
X00 | TSX 8500 | ISOCYANURATE | FACED SINGLE MATERIAL | METAL FOIL | CLG WALL FLR | YES | YES | 2 | 13.1 | R
X00 | TSX 8500 | ISOCYANURATE | FACED SINGLE MATERIAL | METAL FOIL | CLG WALL FLR | YES | YES | 2.25 | 14.9 | R
X00 | TSX 8500 | ISOCYANURATE | FACED SINGLE MATERIAL | METAL FOIL | CLG WALL FLR | YES | YES | 2.5 | 16.7 | R
X00 | TSX 8500 | ISOCYANURATE | FACED SINGLE MATERIAL | METAL FOIL | CLG WALL FLR | YES | YES | 3 | 20.3 | R
X00 | TSX 8500 | ISOCYANURATE | FACED SINGLE MATERIAL | METAL FOIL | CLG WALL FLR | YES | YES | 3.25 | 22.1 | R
X00 | TSX 8500 | ISOCYANURATE | FACED SINGLE MATERIAL | METAL FOIL | CLG WALL FLR | YES | YES | 3.5 | 23.9 | R
X00 | TSX 8500 | ISOCYANURATE | FACED SINGLE MATERIAL | METAL FOIL | CLG WALL FLR | YES | YES | 3.75 | 25.7 | R
X00 | TSX 8500 | ISOCYANURATE | FACED SINGLE MATERIAL | METAL FOIL | CLG WALL FLR | YES | YES | 4 | 27.4 | R
X00 | TSX 8500 | ISOCYANURATE | FACED SINGLE MATERIAL | METAL FOIL | CLG WALL FLR | YES | YES | 4.5 | 31 | R
X10 | TSX-8510 | ISOCYANURATE | FACED SINGLE MATERIAL | METAL FOIL | CLG WALL FLR | YES | YES | 1 | 6 | R
X10 | TSX-8510 | ISOCYANURATE | FACED SINGLE MATERIAL | METAL FOIL | CLG WALL FLR | YES | YES | 1.25 | 7.8 | R
X10 | TSX-8510 | ISOCYANURATE | FACED SINGLE MATERIAL | METAL FOIL | CLG WALL FLR | YES | YES | 1.5 | 9.6 | R
X10 | TSX-8510 | ISOCYANURATE | FACED SINGLE MATERIAL | METAL FOIL | CLG WALL FLR | YES | YES | 1.75 | 11.4 | R
X10 | TSX-8510 | ISOCYANURATE | FACED SINGLE MATERIAL | METAL FOIL | CLG WALL FLR | YES | YES | 2 | 13.1 | R
X10 | TSX-8510 | ISOCYANURATE | FACED SINGLE MATERIAL | METAL FOIL | CLG WALL FLR | YES | YES | 2.5 | 16.7 | R
X10 | TSX-8510 | ISOCYANURATE | FACED SINGLE MATERIAL | METAL FOIL | CLG WALL FLR | YES | YES | 3 | 20.3 | R
X10 | TSX-8510 | ISOCYANURATE | FACED SINGLE MATERIAL | METAL FOIL | CLG WALL FLR | YES | YES | 3.5 | 23.9 | R
X10 | TSX-8510 | ISOCYANURATE | FACED SINGLE MATERIAL | METAL FOIL | CLG WALL FLR | YES | YES | 4 | 27.4 | R
X10 | TSX-8510 | ISOCYANURATE | FACED SINGLE MATERIAL | METAL FOIL | CLG WALL FLR | YES | YES | 4.5 | 31 | R
X20 | TSX-8520 | ISOCYANURATE | FACED SINGLE MATERIAL | METAL FOIL | CLG WALL FLR | YES | YES | 0.75 | 5 | R
X20 | TSX-8520 | ISOCYANURATE | FACED SINGLE MATERIAL | METAL FOIL | CLG WALL FLR | YES | YES | 1 | 6 | R
X20 | TSX-8520 | ISOCYANURATE | FACED SINGLE MATERIAL | METAL FOIL | CLG WALL FLR | YES | YES | 1.25 | 7.8 | R
X20 | TSX-8520 | ISOCYANURATE | FACED SINGLE MATERIAL | METAL FOIL | CLG WALL FLR | YES | YES | 1.5 | 9.6 | R
X20 | TSX-8520 | ISOCYANURATE | FACED SINGLE MATERIAL | METAL FOIL | CLG WALL FLR | YES | YES | 1.75 | 11.4 | R
X20 | TSX-8520 | ISOCYANURATE | FACED SINGLE MATERIAL | METAL FOIL | CLG WALL FLR | YES | YES | 2 | 13.1 | R
X20 | TSX-8520 | ISOCYANURATE | FACED SINGLE MATERIAL | METAL FOIL | CLG WALL FLR | YES | YES | 2.25 | 14.9 | R
X20 | TSX-8520 | ISOCYANURATE | FACED SINGLE MATERIAL | METAL FOIL | CLG WALL FLR | YES | YES | 2.5 | 16.7 | R
X20 | TSX-8520 | ISOCYANURATE | FACED SINGLE MATERIAL | METAL FOIL | CLG WALL FLR | YES | YES | 3 | 20.3 | R
X20 | TSX-8520 | ISOCYANURATE | FACED SINGLE MATERIAL | METAL FOIL | CLG WALL FLR | YES | YES | 3.25 | 22.1 | R
X20 | TSX-8520 | ISOCYANURATE | FACED SINGLE MATERIAL | METAL FOIL | CLG WALL FLR | YES | YES | 3.5 | 23.9 | R
X20 | TSX-8520 | ISOCYANURATE | FACED SINGLE MATERIAL | METAL FOIL | CLG WALL FLR | YES | YES | 3.75 | 25.7 | R
X20 | TSX-8520 | ISOCYANURATE | FACED SINGLE MATERIAL | METAL FOIL | CLG WALL FLR | YES | YES | 4 | 27.4 | R
X20 | TSX-8520 | ISOCYANURATE | FACED SINGLE MATERIAL | METAL FOIL | CLG WALL FLR | YES | YES | 4.5 | 31 | R
** WITH TAPED JOINTS |  | NOTE: PRODUCTS ARE AVAILABLE IN ADDITIONAL THICKNESSES. THE RANGE IS REPORTED IN INCREMENTS FOR EASE OF USE
*** WITH 5/8-IN FRTP
*** WITH 3/4-IN FRTP
* DESCRIPTION OF BRAND CODES:
| AB = ECOMAXCI FR AB | MHD = MULTI-MAX HD | TRP = THERMAROOF PLUS-3 |  | UM = ULTRAMAX
| CCG = CONCRETE CORE-CGF | MM = MULTI-MAX-3 | TS = THERMASHEATH |  | UMF = ULTRAMAX FR
| DS = DURASHEATH | NB3 = NAILABLE BASE-3 | TSC = SARNATHERM R CG TAPERED |  | UMP = ULTRAMAX PLUS
| ECI = ECOMAXCI | RB3 = RE-COVER BOARD-3 | TSI = THERMASHEATH-SI |  | UPT = ULTRAMAX PLUS TAP
| ECP = ECOMAXCI PLY | RBG = RMAX BELOW GRADE | TSR = THERMASHEATH-RDECK |  | X00 = TSX 8500
| EVO = EVOMAXCI | RMP = R MATTE PLUS-3 | TSS = SARNATHERM R TAPERED |  | X10 = TSX-8510
| FR = ECOMAXCI FR | SCG = SARNATHERM R CG | TTR = TAPERED THERMAROOF-3 |  | X20 = TSX-8520
| FRP = ECOMAXCI FR PLY | SS = SARNATHERM R | TUF = TAPERED ULT-MAX FR
| FRW = ECOMAXCI FR WHITE | TBD = THERMABASE-CI DS | TUM = TAPERED ULTRAMAX
| MFA = MULTI-MAX FA-3 | TBT = THERMABASE-CI TS | UHD = ULTRAMAX-HD
Versico Inc. - T 1419 |  |  |  | Updated 09/08/2025
VCG | SECURSHIELD POLYISO | ISOCYANURATE | FACED SINGLE MATERIAL | COATED GLASS FELT | ROOF DECK | NO | NO | 1 | 5.7 | R
VCG | SECURSHIELD POLYISO | ISOCYANURATE | FACED SINGLE MATERIAL | COATED GLASS FELT | ROOF DECK | NO | NO | 1.5 | 8.6 | R
VCG | SECURSHIELD POLYISO | ISOCYANURATE | FACED SINGLE MATERIAL | COATED GLASS FELT | ROOF DECK | NO | NO | 2 | 11.4 | R
VCG | SECURSHIELD POLYISO | ISOCYANURATE | FACED SINGLE MATERIAL | COATED GLASS FELT | ROOF DECK | NO | NO | 2.5 | 14.4 | R
VCG | SECURSHIELD POLYISO | ISOCYANURATE | FACED SINGLE MATERIAL | COATED GLASS FELT | ROOF DECK | NO | NO | 2.7 | 15.6 | R
VCG | SECURSHIELD POLYISO | ISOCYANURATE | FACED SINGLE MATERIAL | COATED GLASS FELT | ROOF DECK | NO | NO | 3 | 17.4 | R
VCG | SECURSHIELD POLYISO | ISOCYANURATE | FACED SINGLE MATERIAL | COATED GLASS FELT | ROOF DECK | NO | NO | 4 | 23.6 | R
VHC | SECURSHIELD HD COMPOSITE POLYISO | ISOCYANURATE | COMPOSITE | COATED GLASS FELT | ROOF DECK | NO | NO | 2 | 11.1 | R
VHC | SECURSHIELD HD COMPOSITE POLYISO | ISOCYANURATE | COMPOSITE | COATED GLASS FELT | ROOF DECK | NO | NO | 2.5 | 13.9 | R
VHC | SECURSHIELD HD COMPOSITE POLYISO | ISOCYANURATE | COMPOSITE | COATED GLASS FELT | ROOF DECK | NO | NO | 3 | 16.9 | R
VHC | SECURSHIELD HD COMPOSITE POLYISO | ISOCYANURATE | COMPOSITE | COATED GLASS FELT | ROOF DECK | NO | NO | 4 | 23 | R
VHD | SECURSHIELD HD POLYISO | ISOCYANURATE | FACED SINGLE MATERIAL | COATED GLASS FELT | ROOF DECK | NO | NO | 0.5 | 2.5 | R
VHDRL | SECURSHIELD HD RAPIDLOCK RL POLYISO | ISOCYANURATE | FACED SINGLE MATERIAL | COATED GLASS FELT WITH VELCRO | ROOF DECK | NO | NO | 0.5 | 2.5 | R
VHP | VERSICORE HD POLYISO | ISOCYANURATE | FACED SINGLE MATERIAL | GLASS FELT | ROOF DECK | NO | NO | 0.5 | 2.5 | R
VIRL | VERSICORE RAPIDLOCK RL POLYISO | ISOCYANURATE | FACED SINGLE MATERIAL | GLASS FELT WITH VELCRO | ROOF DECK | NO | NO | 1 | 5.7 | R
VIRL | VERSICORE RAPIDLOCK RL POLYISO | ISOCYANURATE | FACED SINGLE MATERIAL | GLASS FELT WITH VELCRO | ROOF DECK | NO | NO | 1.5 | 8.6 | R
VIRL | VERSICORE RAPIDLOCK RL POLYISO | ISOCYANURATE | FACED SINGLE MATERIAL | GLASS FELT WITH VELCRO | ROOF DECK | NO | NO | 2 | 11.4 | R
VIRL | VERSICORE RAPIDLOCK RL POLYISO | ISOCYANURATE | FACED SINGLE MATERIAL | GLASS FELT WITH VELCRO | ROOF DECK | NO | NO | 2.5 | 14.4 | R
VIRL | VERSICORE RAPIDLOCK RL POLYISO | ISOCYANURATE | FACED SINGLE MATERIAL | GLASS FELT WITH VELCRO | ROOF DECK | NO | NO | 2.7 | 15.6 | R
VIRL | VERSICORE RAPIDLOCK RL POLYISO | ISOCYANURATE | FACED SINGLE MATERIAL | GLASS FELT WITH VELCRO | ROOF DECK | NO | NO | 3 | 17.4 | R
VIRL | VERSICORE RAPIDLOCK RL POLYISO | ISOCYANURATE | FACED SINGLE MATERIAL | GLASS FELT WITH VELCRO | ROOF DECK | NO | NO | 3.5 | 20.5 | R
VIRL | VERSICORE RAPIDLOCK RL POLYISO | ISOCYANURATE | FACED SINGLE MATERIAL | GLASS FELT WITH VELCRO | ROOF DECK | NO | NO | 4 | 23.6 | R
VNB | DURAFACER POLYISO | ISOCYANURATE | COMPOSITE | WAFERBOARD | ROOF DECK | NO | NO | 1.5 | 6.2 | R
VNB | DURAFACER POLYISO | ISOCYANURATE | COMPOSITE | WAFERBOARD | ROOF DECK | NO | NO | 2 | 9.2 | R
VNB | DURAFACER POLYISO | ISOCYANURATE | COMPOSITE | WAFERBOARD | ROOF DECK | NO | NO | 3 | 15 | R
VNB | DURAFACER POLYISO | ISOCYANURATE | COMPOSITE | WAFERBOARD | ROOF DECK | NO | NO | 4 | 21.1 | R
VNH | VERSICORE NH POLYISO | ISOCYANURATE | FACED SINGLE MATERIAL | GLASS FELT | ROOF DECK | NO | NO | 1 | 5.7 | R
VNH | VERSICORE NH POLYISO | ISOCYANURATE | FACED SINGLE MATERIAL | GLASS FELT | ROOF DECK | NO | NO | 1.5 | 8.6 | R
VNH | VERSICORE NH POLYISO | ISOCYANURATE | FACED SINGLE MATERIAL | GLASS FELT | ROOF DECK | NO | NO | 2 | 11.4 | R
VNH | VERSICORE NH POLYISO | ISOCYANURATE | FACED SINGLE MATERIAL | GLASS FELT | ROOF DECK | NO | NO | 2.5 | 14.4 | R
VNH | VERSICORE NH POLYISO | ISOCYANURATE | FACED SINGLE MATERIAL | GLASS FELT | ROOF DECK | NO | NO | 2.7 | 15.6 | R
VNH | VERSICORE NH POLYISO | ISOCYANURATE | FACED SINGLE MATERIAL | GLASS FELT | ROOF DECK | NO | NO | 3 | 17.4 | R
VNH | VERSICORE NH POLYISO | ISOCYANURATE | FACED SINGLE MATERIAL | GLASS FELT | ROOF DECK | NO | NO | 3.5 | 20.5 | R
VNH | VERSICORE NH POLYISO | ISOCYANURATE | FACED SINGLE MATERIAL | GLASS FELT | ROOF DECK | NO | NO | 4 | 23.6 | R
VSD | VERSICORE POLYISO | ISOCYANURATE | FACED SINGLE MATERIAL | GLASS FELT | ROOF DECK | NO | NO | 1 | 5.7 | R
VSD | VERSICORE POLYISO | ISOCYANURATE | FACED SINGLE MATERIAL | GLASS FELT | ROOF DECK | NO | NO | 1.5 | 8.6 | R
VSD | VERSICORE POLYISO | ISOCYANURATE | FACED SINGLE MATERIAL | GLASS FELT | ROOF DECK | NO | NO | 2 | 11.4 | R
VSD | VERSICORE POLYISO | ISOCYANURATE | FACED SINGLE MATERIAL | GLASS FELT | ROOF DECK | NO | NO | 2.5 | 14.4 | R
VSD | VERSICORE POLYISO | ISOCYANURATE | FACED SINGLE MATERIAL | GLASS FELT | ROOF DECK | NO | NO | 2.7 | 15.6 | R
VSD | VERSICORE POLYISO | ISOCYANURATE | FACED SINGLE MATERIAL | GLASS FELT | ROOF DECK | NO | NO | 3 | 17.4 | R
VSD | VERSICORE POLYISO | ISOCYANURATE | FACED SINGLE MATERIAL | GLASS FELT | ROOF DECK | NO | NO | 3.5 | 20.5 | R
VSD | VERSICORE POLYISO | ISOCYANURATE | FACED SINGLE MATERIAL | GLASS FELT | ROOF DECK | NO | NO | 4 | 23.6 | R
VSCRL | SECURSHIELD HD COMPOSITE RAPIDLOCK POLYISO | ISOCYANURATE | COMPOSITE | COATED GLASS FELT WITH VELCRO | ROOF DECK | NO | NO | 2 | 11.1 | R
VSCRL | SECURSHIELD HD COMPOSITE RAPIDLOCK POLYISO | ISOCYANURATE | COMPOSITE | COATED GLASS FELT WITH VELCRO | ROOF DECK | NO | NO | 2.5 | 13.9 | R
VSCRL | SECURSHIELD HD COMPOSITE RAPIDLOCK POLYISO | ISOCYANURATE | COMPOSITE | COATED GLASS FELT WITH VELCRO | ROOF DECK | NO | NO | 3 | 16.9 | R
VSCRL | SECURSHIELD HD COMPOSITE RAPIDLOCK POLYISO | ISOCYANURATE | COMPOSITE | COATED GLASS FELT WITH VELCRO | ROOF DECK | NO | NO | 4 | 23 | R
VSNH | SECURSHIELD NH POLYISO | ISOCYANURATE | FACED SINGLE MATERIAL | COATED GLASS FELT | ROOF DECK | NO | NO | 1 | 5.7 | R
VSNH | SECURSHIELD NH POLYISO | ISOCYANURATE | FACED SINGLE MATERIAL | COATED GLASS FELT | ROOF DECK | NO | NO | 1.5 | 8.6 | R
VSNH | SECURSHIELD NH POLYISO | ISOCYANURATE | FACED SINGLE MATERIAL | COATED GLASS FELT | ROOF DECK | NO | NO | 2 | 11.4 | R
VSNH | SECURSHIELD NH POLYISO | ISOCYANURATE | FACED SINGLE MATERIAL | COATED GLASS FELT | ROOF DECK | NO | NO | 2.5 | 14.4 | R
VSNH | SECURSHIELD NH POLYISO | ISOCYANURATE | FACED SINGLE MATERIAL | COATED GLASS FELT | ROOF DECK | NO | NO | 2.7 | 15.6 | R
VSNH | SECURSHIELD NH POLYISO | ISOCYANURATE | FACED SINGLE MATERIAL | COATED GLASS FELT | ROOF DECK | NO | NO | 3 | 17.4 | R
VSNH | SECURSHIELD NH POLYISO | ISOCYANURATE | FACED SINGLE MATERIAL | COATED GLASS FELT | ROOF DECK | NO | NO | 4 | 23.6 | R
VSRL | SECURSHIELD RAPIDLOCK RL POLYISO | ISOCYANURATE | FACED SINGLE MATERIAL | COATED GLASS FELT WITH VELCRO | ROOF DECK | NO | NO | 1 | 5.7 | R
VSRL | SECURSHIELD RAPIDLOCK RL POLYISO | ISOCYANURATE | FACED SINGLE MATERIAL | COATED GLASS FELT WITH VELCRO | ROOF DECK | NO | NO | 1.5 | 8.6 | R
VSRL | SECURSHIELD RAPIDLOCK RL POLYISO | ISOCYANURATE | FACED SINGLE MATERIAL | COATED GLASS FELT WITH VELCRO | ROOF DECK | NO | NO | 2 | 11.4 | R
VSRL | SECURSHIELD RAPIDLOCK RL POLYISO | ISOCYANURATE | FACED SINGLE MATERIAL | COATED GLASS FELT WITH VELCRO | ROOF DECK | NO | NO | 2.5 | 14.4 | R
VSRL | SECURSHIELD RAPIDLOCK RL POLYISO | ISOCYANURATE | FACED SINGLE MATERIAL | COATED GLASS FELT WITH VELCRO | ROOF DECK | NO | NO | 2.7 | 15.6 | R
VSRL | SECURSHIELD RAPIDLOCK RL POLYISO | ISOCYANURATE | FACED SINGLE MATERIAL | COATED GLASS FELT WITH VELCRO | ROOF DECK | NO | NO | 3 | 17.4 | R
VSRL | SECURSHIELD RAPIDLOCK RL POLYISO | ISOCYANURATE | FACED SINGLE MATERIAL | COATED GLASS FELT WITH VELCRO | ROOF DECK | NO | NO | 4 | 23.6 | R
**=Initial R-Values
* DESCRIPTION OF BRAND CODES:
| VCG = SECURSHIELD POLYISO | VSRL = SECURSHIELD RAPIDLOCK RL POLYISO
| VHC = SECURSHIELD HD COMPOSITE POLYISO | VSCRL = SECURSHIELD HD COMPOSITE RAPIDLOCK POLYISO
| VHD = SECURSHIELD HD POLYISO | VNH = VERSICORE NH POLYISO
| VNB = DURAFACER POLYISO | VSNH = SECURSHIELD NH POLYISO
| VSD = VERSICORE POLYISO | VHDRL = SECURSHIELD HD RAPIDLOCK RL POLYISO
| VIRL = 'VERSICORE RAPIDLOCK RL POLYISO | VHP = VERSICORE HD POLYISO
Polystyrene Board
Atlas Molded Products - T 1472 |  |  |  | Updated 7/29/2025
EPS | THERMALSTAR E 10 | POLYSTYRENE | SINGLE MATERIAL | NONE | RF WALL FLR | NO | NO | **1.00 | **3.6 | R
EPS | THERMALSTAR E 13 | POLYSTYRENE | SINGLE MATERIAL | NONE | RF WALL FLR | NO | NO | **1.00 | **3.8 | R
EPS | THERMALSTAR E 15 | POLYSTYRENE | SINGLE MATERIAL | NONE | RF WALL FLR | NO | NO | **1.00 | **4.0 | R
EPS | THERMALSTAR E 25 | POLYSTYRENE | SINGLE MATERIAL | NONE | RF WALL FLR | NO | NO | **1.00 | **4.2 | R
GPS | THERMALSTAR G 10 | POLYSTYRENE | SINGLE MATERIAL | NONE | RF WALL FLR | NO | NO | **1.00 | **4.7 | R
GPS | THERMALSTAR G 13 | POLYSTYRENE | SINGLE MATERIAL | NONE | RF WALL FLR | NO | NO | **1.00 | **4.7 | R
GPS | THERMALSTAR G 15 | POLYSTYRENE | SINGLE MATERIAL | NONE | RF WALL FLR | NO | NO | **1.00 | **4.7 | R
GPS | THERMALSTAR G 25 | POLYSTYRENE | SINGLE MATERIAL | NONE | RF WALL FLR | NO | NO | **1.00 | **4.7 | R
EPS | THERMALSTAR X 10 | POLYSTYRENE | SINGLE MATERIAL | NONE | RF WALL FLR | NO | NO | **1.00 | **3.6 | R
EPS | THERMALSTAR X 13 | POLYSTYRENE | SINGLE MATERIAL | NONE | RF WALL FLR | NO | NO | **1.00 | **3.8 | R
EPS | THERMALSTAR X 15 | POLYSTYRENE | SINGLE MATERIAL | NONE | RF WALL FLR | NO | NO | **1.00 | **4.0 | R
EPS | THERMALSTAR X 25 | POLYSTYRENE | SINGLE MATERIAL | NONE | RF WALL FLR | NO | NO | **1.00 | **4.2 | R
EPS | THERMALSTAR X 40 | POLYSTYRENE | SINGLE MATERIAL | NONE | RF WALL FLR | NO | NO | **1.00 | **4.5 | R
EPS | THERMALSTAR X 60 | POLYSTYRENE | SINGLE MATERIAL | NONE | RF WALL FLR | NO | NO | **1.00 | **4.6 | R
EPS | THERMALSTAR E+ 10 | POLYSTYRENE | FACED SINGLE MATERIAL | PLASTIC | RF WALL FLR | YES | YES | **1.00 | **3.6 | R
EPS | THERMALSTAR E+ 13 | POLYSTYRENE | FACED SINGLE MATERIAL | PLASTIC | RF WALL FLR | YES | YES | **1.00 | **3.8 | R
EPS | THERMALSTAR E+ 15 | POLYSTYRENE | FACED SINGLE MATERIAL | PLASTIC | RF WALL FLR | YES | YES | **1.00 | **4.0 | R
EPS | THERMALSTAR E+ 25 | POLYSTYRENE | FACED SINGLE MATERIAL | PLASTIC | RF WALL FLR | YES | YES | **1.00 | **4.2 | R
GPS | THERMALSTAR G+ 10 | POLYSTYRENE | FACED SINGLE MATERIAL | PLASTIC | RF WALL FLR | YES | YES | **1.00 | **4.7 | R
GPS | THERMALSTAR G+ 13 | POLYSTYRENE | FACED SINGLE MATERIAL | PLASTIC | RF WALL FLR | YES | YES | **1.00 | **4.7 | R
GPS | THERMALSTAR G+ 15 | POLYSTYRENE | FACED SINGLE MATERIAL | PLASTIC | RF WALL FLR | YES | YES | **1.00 | **4.7 | R
GPS | THERMALSTAR G+ 25 | POLYSTYRENE | FACED SINGLE MATERIAL | PLASTIC | RF WALL FLR | YES | YES | **1.00 | **4.7 | R
EPS | THERMALSTAR X+ 10 | POLYSTYRENE | FACED SINGLE MATERIAL | PLASTIC | RF WALL FLR | YES | YES | **1.00 | **3.6 | R
EPS | THERMALSTAR X+ 13 | POLYSTYRENE | FACED SINGLE MATERIAL | PLASTIC | RF WALL FLR | YES | YES | **1.00 | **3.8 | R
EPS | THERMALSTAR X+ 15 | POLYSTYRENE | FACED SINGLE MATERIAL | PLASTIC | RF WALL FLR | YES | YES | **1.00 | **4.0 | R
EPS | THERMALSTAR X+ 25 | POLYSTYRENE | FACED SINGLE MATERIAL | PLASTIC | RF WALL FLR | YES | YES | **1.00 | **4.2 | R
EPS | THERMALSTAR X+ 40 | POLYSTYRENE | FACED SINGLE MATERIAL | PLASTIC | RF WALL FLR | YES | YES | **1.00 | **4.5 | R
EPS | THERMALSTAR X+ 60 | POLYSTYRENE | FACED SINGLE MATERIAL | PLASTIC | RF WALL FLR | YES | YES | **1.00 | **4.6 | R
* DESCRIPTION OF BRAND CODES:
| GPS = GRAPHITE EPS | EPS = EPS
** = Values will vary with thickness. Stated values are R values per inch. EPS and GPS materials can be manufactured up to 48" thick.
However, ThermalStar E+, ThermalStar X+, and ThermalStar G+ are only offered up to 4” thickness.
BASF Corporation - T 1533 |  |  |  | Updated 10/29/2020
NEO | TYPE I | POLYSTYRENE | SINGLE MATERIAL | NONE | RF, WALL, PERIMETER | NO | NO | 1 | 4.7 | R
NEO | TYPE VIII | POLYSTYRENE | SINGLE MATERIAL | NONE | RF, WALL, PERIMETER | NO | NO | 1 | 4.7 | R
NEO | TYPE VIII | POLYSTYRENE | SINGLE MATERIAL | NONE | RF, WALL, PERIMETER | NO | NO | 1.06 | 5 | R
NEO | TYPE II | POLYSTYRENE | SINGLE MATERIAL | NONE | RF, WALL, PERIMETER | NO | NO | 1 | 4.7 | R
NEO | TYPE II | POLYSTYRENE | SINGLE MATERIAL | NONE | RF, WALL, PERIMETER | NO | NO | 1.06 | 5 | R
NEO | TYPE XI | POLYSTYRENE | SINGLE MATERIAL | NONE | PERIMETER | YES | NO | 1.06 | 4.9 | R
THR | TYPE II | POLYSTYRENE | DUAL MATERIAL | HOUSEWRAP | WALL, PERIMETER | YES | YES | 1.06 | 5 | R
* DESCRIPTION OF BRAND CODES:
NEO=NEOPOR GRAPHITE ENHANCED POLYSTYRENE
THR=NEOPOR THERMAPLUS WRB CONTINUOUS INSULATION
DuPont de Nemours Inc. - T 1535 |  |  |  | Updated 04/15/2024
DOW | BLUECOR | POLYSTYRENE | FACED SINGLE MATERIAL | PLASTIC | WALL | NO | YES | 0.25 | 1 | R
DOW | DOW HP UL | POLYSTYRENE | FACED SINGLE MATERIAL | PLASTIC | WALL | NO | YES | 0.25 | 1 | R
DOW | DOW HP UL | POLYSTYRENE | FACED SINGLE MATERIAL | PLASTIC | WALL | NO | YES | 0.375 | 1.5 | R
DOW | DOW HP UL | POLYSTYRENE | FACED SINGLE MATERIAL | PLASTIC | WALL | NO | YES | 0.5 | 2.1 | R
DOW | STO INSUL-X** | POLYSTYRENE | SINGLE MATERIAL | NONE | RF WALL FLR | NO | YES | 1 | 5 | R
SF | CAVITYMATE ULTRA | POLYSTYRENE | SINGLE MATERIAL | NONE | CLG WALL FLR | NO | YES | 1 | 5.6 | R
SF | CAVITYMATE ULTRA | POLYSTYRENE | SINGLE MATERIAL | NONE | CLG WALL FLR | NO | YES | 1.75 | 10 | R
SF | CAVITYMATE ULTRA | POLYSTYRENE | SINGLE MATERIAL | NONE | CLG WALL FLR | NO | YES | 2.125 | 12 | R
SF | CAVITYMATE ULTRA | POLYSTYRENE | SINGLE MATERIAL | NONE | CLG WALL FLR | NO | YES | 2.5 | 14 | R
SF | CAVITYMATE ULTRA | POLYSTYRENE | SINGLE MATERIAL | NONE | CLG WALL FLR | NO | YES | 2.79 | 15.6 | R
SF | CAVITYMATE ULTRA | POLYSTYRENE | SINGLE MATERIAL | NONE | CLG WALL FLR | NO | YES | 3 | 16.8 | R
SF | CAVITYMATE ULTRA | POLYSTYRENE | SINGLE MATERIAL | NONE | CLG WALL FLR | NO | YES | 3.5 | 19.6 | R
SF | DOW PROTECTION BD III | POLYSTYRENE | FACED SINGLE MATERIAL | PLASTIC | WALL FLR | NO | YES | 0.25 | 1 | R
SF | LEVELR | POLYSTYRENE | SINGLE MATERIAL | NONE | WALL | NO | YES | 0.25 | 1 | R
SF | LEVELR | POLYSTYRENE | SINGLE MATERIAL | NONE | WALL | NO | YES | 0.375 | 1.4 | R
SF | RECOVERMATE CR | POLYSTYRENE | FACED SINGLE MATERIAL | KRAFT | ROOF | NO | YES | 0.375 | 1.5 | R
SF | RESIDENTIAL SHEATHING | POLYSTYRENE | FACED SINGLE MATERIAL | PLASTIC | WALL | NO | YES | 0.55 | 3 | R
SF | RESIDENTIAL SHEATHING | POLYSTYRENE | FACED SINGLE MATERIAL | PLASTIC | WALL | NO | YES | 0.75 | 4 | R
SF | RESIDENTIAL SHEATHING | POLYSTYRENE | FACED SINGLE MATERIAL | PLASTIC | WALL | NO | YES | 1 | 5 | R
SF | STUCCOMATE | POLYSTYRENE | SINGLE MATERIAL | NONE | WALL | NO | YES | 0.75 | 4 | R
SF | STUCCOMATE | POLYSTYRENE | SINGLE MATERIAL | NONE | WALL | NO | YES | 1 | 5 | R
SF | TYPE IV** | POLYSTYRENE | SINGLE MATERIAL | NONE | RF WALL FLR | NO | YES | 1 | 5 | R
SF | TYPE V** | POLYSTYRENE | SINGLE MATERIAL | NONE | RF WALL FLR | NO | YES | 1 | 5 | R
SF | TYPE VI** | POLYSTYRENE | SINGLE MATERIAL | NONE | RF WALL FLR | NO | YES | 1 | 5 | R
SF | TYPE VII** | POLYSTYRENE | SINGLE MATERIAL | NONE | RF WALL FLR | NO | YES | 1 | 5 | R
SF | TYPE X** | POLYSTYRENE | SINGLE MATERIAL | NONE | RF WALL FLR | NO | YES | 1 | 5 | R
SF | ULTRA | POLYSTYRENE | SINGLE MATERIAL | NONE | CLG WALL FLR | NO | YES | 1 | 5.6 | R
SF | ULTRA | POLYSTYRENE | SINGLE MATERIAL | NONE | CLG WALL FLR | NO | YES | 1.75 | 10 | R
SF | ULTRA | POLYSTYRENE | SINGLE MATERIAL | NONE | CLG WALL FLR | NO | YES | 2.125 | 12 | R
SF | ULTRA | POLYSTYRENE | SINGLE MATERIAL | NONE | CLG WALL FLR | NO | YES | 2.5 | 14 | R
SF | ULTRA | POLYSTYRENE | SINGLE MATERIAL | NONE | CLG WALL FLR | NO | YES | 2.79 | 15.6 | R
SF | ULTRA | POLYSTYRENE | SINGLE MATERIAL | NONE | CLG WALL FLR | NO | YES | 3 | 16.8 | R
SF | ULTRA | POLYSTYRENE | SINGLE MATERIAL | NONE | CLG WALL FLR | NO | YES | 3.5 | 19.6 | R
** = Values will vary with thickness. Stated values are for 1 inch = R-5.
* DESCRIPTION OF BRAND CODES:
| DOW = DOW CHEMICAL CO | SF = STYROFOAM
Insulfoam - T 1482 |  |  |  | Updated 10/04/2012
IF | INSULFOAM15FS015 | POLYSTYRENE | SINGLE MATERIAL | NONE | CLG WALL FLR | NO | NO | 1 | 4.2 | R
IF | INSULFOAM15FS015 | POLYSTYRENE | SINGLE MATERIAL | NONE | CLG WALL FLR | NO | NO | 1.5 | 6.2 | R
IF | INSULFOAM1FSO-15 | POLYSTYRENE | SINGLE MATERIAL | NONE | CLG WALL FLR | NO | NO | 0.5 | 2 | R
IF | INSULFOAM1FSO-15 | POLYSTYRENE | SINGLE MATERIAL | NONE | CLG WALL FLR | NO | NO | 1 | 4 | R
IF | INSULFOAM1FSO-15 | POLYSTYRENE | SINGLE MATERIAL | NONE | CLG WALL FLR | NO | NO | 1.5 | 6 | R
IF | INSULFOAM1FSO-15 | POLYSTYRENE | SINGLE MATERIAL | NONE | CLG WALL FLR | NO | NO | 2 | 8 | R
IF | INSULFOAM1FSO-15 | POLYSTYRENE | SINGLE MATERIAL | NONE | CLG WALL FLR | NO | NO | 2.5 | 10 | R
IF | INSULFOAM1FSO-15 | POLYSTYRENE | SINGLE MATERIAL | NONE | CLG WALL FLR | NO | NO | 3 | 12 | R
IF | INSULFOAM1FSO-15 | POLYSTYRENE | SINGLE MATERIAL | NONE | CLG WALL FLR | NO | NO | 3.5 | 14 | R
IF | INSULFOAM1FSO-15 | POLYSTYRENE | SINGLE MATERIAL | NONE | CLG WALL FLR | NO | NO | 4 | 16 | R
IF | INSULFOAMR-TECH I | POLYSTYRENE | FACED SINGLE MATERIAL | PLASTIC | CLG WALL FLR | NO | NO | 0.375 | 1.45 | R
IF | INSULFOAMR-TECH I | POLYSTYRENE | FACED SINGLE MATERIAL | PLASTIC | CLG WALL FLR | NO | NO | 0.5 | 1.93 | R
IF | INSULFOAMR-TECH I | POLYSTYRENE | FACED SINGLE MATERIAL | PLASTIC | CLG WALL FLR | NO | NO | 0.75 | 2.89 | R
IF | INSULFOAMR-TECH I | POLYSTYRENE | FACED SINGLE MATERIAL | PLASTIC | CLG WALL FLR | NO | NO | 1 | 3.85 | R
IF | INSULFOAMR-TECH I | POLYSTYRENE | FACED SINGLE MATERIAL | PLASTIC | CLG WALL FLR | NO | NO | 1.5 | 5.78 | R
IF | INSULFOAMR-TECH I | POLYSTYRENE | FACED SINGLE MATERIAL | PLASTIC | CLG WALL FLR | NO | NO | 2 | 7.7 | R
IF | INSULFOAMR-TECH I | POLYSTYRENE | FACED SINGLE MATERIAL | PLASTIC | CLG WALL FLR | NO | NO | 3 | 11.6 | R
IF | INSULFOAMR-TECH I | POLYSTYRENE | FACED SINGLE MATERIAL | PLASTIC | CLG WALL FLR | NO | NO | 4 | 15.5 | R
R VALUE TEST ASTM C518
*DESCRIPTION OF BRAND CODES
IF = INSULFOAM
Kingspan Insulation, LLC - T 1506 |  |  |  | Updated 03/29/2021
KNG | DC14** | POLYSTYRENE | FOAM LAYERS | PLASTIC | WALL | NO | NO | 0.25 | 1 | R
KNG | FP1450** | POLYSTYRENE | FACED SINGLE MATERIAL | PLASTIC | WALL | NO | NO | 0.25 | 1 | R
KNG | FQ250 | POLYSTYRENE | SINGLE MATERIAL | FOIL | WALL | NO | NO | 0.2 | 2.9***** | R
KNG | FQ350 | POLYSTYRENE | SINGLE MATERIAL | FOIL | WALL | NO | NO | 0.3 | 3.1**** | R
KNG | GREENGUARD LG | POLYSTYRENE | SINGLE MATERIAL | NONE | WALL | NO | YES | 0.5 | 3 | R
KNG | GREENGUARD LG | POLYSTYRENE | SINGLE MATERIAL | NONE | WALL | NO | YES | 0.75 | 3.8 | R
KNG | GREENGUARD LG | POLYSTYRENE | SINGLE MATERIAL | NONE | WALL | NO | YES | 1 | 5 | R
KNG | GREENGUARD LG | POLYSTYRENE | SINGLE MATERIAL | NONE | WALL | NO | YES | 2 | 10 | R
KNG | GREENGUARD LG | POLYSTYRENE | SINGLE MATERIAL | NONE | WALL | NO | YES | 3 | 15 | R
KNG | GREENGUARD LG | POLYSTYRENE | SINGLE MATERIAL | NONE | WALL | NO | YES | 4 | 20 | R
KNG | GREENGUARD LG | POLYSTYRENE | SINGLE MATERIAL | NONE | ROOF | NO | YES | 1 | 5 | R
KNG | GREENGUARD LG | POLYSTYRENE | SINGLE MATERIAL | NONE | ROOF | NO | YES | 2 | 10 | R
KNG | GREENGUARD LG | POLYSTYRENE | SINGLE MATERIAL | NONE | ROOF | NO | YES | 3 | 15 | R
KNG | GREENGUARD LG | POLYSTYRENE | SINGLE MATERIAL | NONE | ROOF | NO | YES | 4 | 20 | R
KNG | GREENGUARD LG -CMX/SLX | POLYSTYRENE | FOAM LAYERS | PLASTIC | WALL | NO | YES | 0.5 | 3 | R
KNG | GREENGUARD LG-CMX/SLX | POLYSTYRENE | FACED SINGLE MATERIAL | PLASTIC | ROOF | NO | YES | 0.75 | 3.8 | R
KNG | GREENGUARD LG-CMX/SLX | POLYSTYRENE | FACED SINGLE MATERIAL | PLASTIC | ROOF | NO | YES | 1 | 5 | R
KNG | P1450** | POLYSTYRENE | FACED SINGLE MATERIAL | PLASTIC | WALL | NO | NO | 0.25 | 1 | R
KNG | PB38*** | POLYSTYRENE | FACED SINGLE MATERIAL | PLASTIC | ROOF | NO | YES | 0.37 | 1.5 | R
KNG | PB4** | POLYSTYRENE | FACED SINGLE MATERIAL | PLASTIC | WALL | NO | YES | 0.25 | 1 | R
KNG | PB6** | POLYSTYRENE | FACED SINGLE MATERIAL | PLASTIC | ROOF | NO | YES | 0.37 | 1.5 | R
KNG | PB6HD** | POLYSTYRENE | FACED SINGLE MATERIAL | PLASTIC | ROOF | NO | YES | 0.37 | 1.5 | R
KNG | PB6 PLUS** | POLYSTYRENE | FACED SINGLE MATERIAL | PLASTIC | ROOF | NO | NO | 0.37 | 1.5 | R
KNG | PB6W/DURO-GUARD | POLYSTYRENE | FACED SINGLE MATERIAL | PLASTIC | ROOF | NO | NO | 0.37 | 1.5 | R
KNG | PG38*** | POLYSTYRENE | FACED SINGLE MATERIAL | PLASTIC | ROOF | NO | YES | 0.37 | 1.5 | R
KNG | PG38*** | POLYSTYRENE | FACED SINGLE MATERIAL | PLASTIC | WALL | NO | NO | 0.44 | 2 | R
KNG | PG48*** | POLYSTYRENE | FACED SINGLE MATERIAL | PLASTIC | WALL | NO | NO | 0.44 | 2 | R
KNG | PG49*** | POLYSTYRENE | FACED SINGLE MATERIAL | PLASTIC | WALL | NO | NO | 0.44 | 2 | R
KNG | PGF28*** | POLYSTYRENE | FACED SINGLE MATERIAL | PLASTIC | ROOF | NO | YES | 0.37 | 1.5 | R
KNG | PLYGOOD-ULTRA | POLYSTYRENE | FACED SINGLE MATERIAL | PLASTIC | WALL | NO | YES | 0.37 | 1.5 | R
KNG | PLYGOOD-ULTRA | POLYSTYRENE | FACED SINGLE MATERIAL | PLASTIC | WALL | NO | YES | 0.44 | 1.8 | R
KNG | Q250** | POLYSTYRENE | FACED SINGLE MATERIAL | PLASTIC | WALL | NO | NO | 0.2 | --- | -
KNG | Q350** | POLYSTYRENE | FACED SINGLE MATERIAL | PLASTIC | WALL | NO | NO | 0.3 | --- | -
KNG | S14** | POLYSTYRENE | FACED SINGLE MATERIAL | PLASTIC | WALL | NO | NO | 0.25 | 1 | R
KNG | XFP14** | POLYSTYRENE | FACED SINGLE MATERIAL | PLASTIC | WALL | NO | NO | 0.25 | 1 | R
KNG | XFP38 | POLYSTYRENE | FACED SINGLE MATERIAL | PLASTIC | WALL | NO | NO | 0.37 | 1.5 | R
KNG | XP14** | POLYSTYRENE | FACED SINGLE MATERIAL | PLASTIC | WALL | NO | NO | 0.25 | 1 | R
KNG | XP38 | POLYSTYRENE | FACED SINGLE MATERIAL | PLASTIC | WALL | NO | NO | 0.37 | 1.5 | R
** = Values will vary with thickness. Stated values are for R-5. |  |  |  | **** = System R-Value is calculated in accordance with the "ASHRE
*** = Exposure applicable to AGTEK only. |  |  |  | Handbook of Fundamentals" using a 1/2" uniform parallel uniform
dead air space. The R-Value of this product installed without an
air space is 1.1
***** = System R-Vlue is calculated in accordance with the "ASHRE
Handbook of Fundamentals" using a 1/2" uniform parrallel
| *DESCRIPTION OF BRAND CODES: |  |  | dead air space. The R-Value of this product installed without
| KNG = KINGSPAN INSULATION, LLC |  |  | an air space is 0.9
Owens Corning Foam Insulation LLC - T 1427 |  |  |  | Updated 6/14/2008
FMR | D-FA, D-PLUS | POLYSTYRENE | FACED SINGLE MATERIAL | PLASTIC | ROOF | NO | YES | **1.00 | **5.0 | R
FMR | F-I/S | POLYSTYRENE | FACED SINGLE MATERIAL | PLASTIC | WALL | NO | YES | **1.00 | **5.0 | R
FMR | FF, F-1/2" | POLYSTYRENE | SINGLE MATERIAL | NONE | RF WALL FLR | NO | YES | **1.00 | **5.0 | R
FMR | TYPE IV | POLYSTYRENE | SINGLE MATERIAL | NONE | RF WALL FLR | YES*** | YES | **1.00 | **5.0 | R
FMR | TYPE V | POLYSTYRENE | SINGLE MATERIAL | NONE | RF WALL FLR | NO | YES | **1.00 | **5.0 | R
FMR | TYPE VI | POLYSTYRENE | SINGLE MATERIAL | NONE | RF WALL FLR | NO | YES | **1.00 | **5.0 | R
FMR | TYPE VII | POLYSTYRENE | SINGLE MATERIAL | NONE | RF WALL FLR | NO | YES | **1.00 | **5.0 | R
FMR | TYPE X | POLYSTYRENE | SINGLE MATERIAL | NONE | RF WALL FLR | NO | YES | **1.00 | **5.0 | R
** = Values will vary with thickness. Stated values are for R-5.
*** = Exposure applicable to AGTEK only.
* DESCRIPTION OF BRAND CODES:
FMR = FOAMULAR
Poliestireno Alfa Gamma S.A. de C.V. - T 1470 |  |  |  | Updated 09/30/2022
ALT | TYPE XI/EPS12 | POLYSTYRENE | SINGLE MATERIAL | NONE | RF WALL FLR | NO | NO | **1.00 | **3.20 | R
ALT | TYPE I/EPS15 | POLYSTYRENE | SINGLE MATERIAL | NONE | RF WALL FLR | NO | NO | **1.00 | **3.60 | R
ALT | TYPE VIII/EPS19 | POLYSTYRENE | SINGLE MATERIAL | NONE | RF WALL FLR | NO | NO | **1.00 | **3.80 | R
ALT | TYPE II/EPS22 | POLYSTYRENE | SINGLE MATERIAL | NONE | RF WALL FLR | NO | NO | **1.00 | **4.00 | R
ALT | TYPE IX/EPS29 | POLYSTYRENE | SINGLE MATERIAL | NONE | RF WALL FLR | NO | NO | **1.00 | **4.20 | R
ALT | TYPE XIV/EPS39 | POLYSTYRENE | SINGLE MATERIAL | NONE | RF WALL FLR | NO | NO | **1.00 | **4.20 | R
ALT | TYPE XV/EPS46 | POLYSTYRENE | SINGLE MATERIAL | NONE | RF WALL FLR | NO | NO | **1.00 | **4.30 | R
ALT | GPS TYPE II | POLYSTYRENE | SINGLE MATERIAL | NONE | RF WALL FLR | NO | NO | **1.00 | **4.70 | R
* DESCRIPTION OF BRAND CODES:
ALT = ALFATERM GEOFOAM
** = Values will vary with thickness. Stated values are R values per inch.
Premier Building Systems - T 1563 |  |  |  | Updated 04/07/2025
RFF | RS+FF | POLYSTYRENE | FACED SINGLE MATERIAL | PLASTIC | WALL | NO | NO | 0.5 | 1.9 | R
* DESCRIPTION OF BRAND CODES:
RFF = RS+FF
Siplast, Inc. - T 1320 |  |  |  | Updated 06/14/2008
ISP | INSULPERM | POLYSTYRENE | SINGLE MATERIAL | NONE | ROOF DECK | NO | NO | 1.00 | 3.9 | R
ISP | INSULPERM | POLYSTYRENE | SINGLE MATERIAL | NONE | ROOF DECK | NO | NO | 2.00 | 7.8 | R
ISP | INSULPERM | POLYSTYRENE | SINGLE MATERIAL | NONE | ROOF DECK | NO | NO | 4.00 | 16 | R
ISP | INSULPERM | POLYSTYRENE | SINGLE MATERIAL | NONE | ROOF DECK | NO | NO | 5.00 | 20 | R
ISP | INSULPERM | POLYSTYRENE | SINGLE MATERIAL | NONE | ROOF DECK | NO | NO | 6.00 | 24 | R
ISP | INSULPERM | POLYSTYRENE | SINGLE MATERIAL | NONE | ROOF DECK | NO | NO | 7.00 | 28 | R
ISP | INSULPERM | POLYSTYRENE | SINGLE MATERIAL | NONE | ROOF DECK | NO | NO | 8.00 | 32 | R
* DESCRIPTION OF BRAND CODES:
ISP = INSULPERM
Note on A5: FOAMGLAS
Note on A6: FOAMGLAS
Note on A7: FOAMGLAS
Note on A8: FOAMGLAS
Note on A9: FOAMGLAS
Note on A10: FOAMGLAS
Note on A18: JOHNS MANVILLE
Note on A19: JOHNS MANVILLE
Note on A20: JOHNS MANVILLE
Note on A21: JOHNS MANVILLE
Note on A22: JOHNS MANVILLE
Note on A23: JOHNS MANVILLE
Note on A24: JOHNS MANVILLE
Note on A25: JOHNS MANVILLE
Note on A26: JOHNS MANVILLE
Note on A34: CERTAINTEED
Note on A35: CERTAINTEED
Note on A36: CERTAINTEED
Note on A37: CERTAINTEED
Note on A38: CERTAINTEED
Note on A39: CERTAINTEED
Note on A40: CERTAINTEED
Note on A41: CERTAINTEED
Note on A42: CERTAINTEED
Note on A43: CERTAINTEED
Note on A44: CERTAINTEED
Note on A45: CERTAINTEED
Note on A46: CERTAINTEED
Note on A47: CERTAINTEED
Note on A48: CERTAINTEED
Note on A49: CERTAINTEED
Note on A50: CERTAINTEED
Note on A51: CERTAINTEED
Note on A52: CERTAINTEED
Note on A53: CERTAINTEED
Note on A54: CERTAINTEED
Note on A55: CERTAINTEED
Note on A56: CERTAINTEED
Note on A57: CERTAINTEED
Note on A58: CERTAINTEED
Note on A59: CERTAINTEED
Note on A60: CERTAINTEED
Note on A61: CERTAINTEED
Note on A62: CERTAINTEED
Note on A63: CERTAINTEED
Note on A64: CERTAINTEED
Note on A65: CERTAINTEED
Note on A66: CERTAINTEED
Note on A67: CERTAINTEED
Note on A68: CERTAINTEED
Note on A69: CERTAINTEED
Note on A70: CERTAINTEED
Note on A71: CERTAINTEED
Note on A72: CERTAINTEED
Note on A73: CERTAINTEED
Note on A74: CERTAINTEED
Note on A75: CERTAINTEED
Note on A76: CERTAINTEED
Note on A77: CERTAINTEED
Note on A78: CERTAINTEED
Note on A79: CERTAINTEED
Note on A80: CERTAINTEED
Note on A81: CERTAINTEED
Note on A82: CERTAINTEED
Note on A83: CERTAINTEED
Note on A84: CERTAINTEED
Note on A85: CERTAINTEED
Note on A86: CERTAINTEED
Note on A87: CERTAINTEED
Note on A88: CERTAINTEED
Note on A89: CERTAINTEED
Note on A90: CERTAINTEED
Note on A91: CERTAINTEED
Note on A92: CERTAINTEED
Note on A93: CERTAINTEED
Note on A94: CERTAINTEED
Note on A95: CERTAINTEED
Note on A96: CERTAINTEED
Note on A97: CERTAINTEED
Note on A98: CERTAINTEED
Note on A99: CERTAINTEED
Note on A100: CERTAINTEED
Note on A101: CERTAINTEED
Note on A102: CERTAINTEED
Note on A103: CERTAINTEED
Note on A104: CERTAINTEED
Note on A105: CERTAINTEED
Note on A106: CERTAINTEED
Note on A107: CERTAINTEED
Note on A108: CERTAINTEED
Note on A109: CERTAINTEED
Note on A110: CERTAINTEED
Note on A111: CERTAINTEED
Note on A112: CERTAINTEED
Note on A113: CERTAINTEED
Note on A114: CERTAINTEED
Note on A115: CERTAINTEED
Note on A116: CERTAINTEED
Note on A117: CERTAINTEED
Note on A118: CERTAINTEED
Note on A119: CERTAINTEED
Note on A120: CERTAINTEED
Note on A121: CERTAINTEED
Note on A122: CERTAINTEED
Note on A123: CERTAINTEED
Note on A124: CERTAINTEED
Note on A125: CERTAINTEED
Note on A126: CERTAINTEED
Note on A127: CERTAINTEED
Note on A128: CERTAINTEED
Note on A135: FIBERGLASS
Note on A136: FIBERGLASS
Note on A137: FIBERGLASS
Note on A138: FIBERGLASS
Note on A139: FIBERGLASS
Note on A140: FIBERGLASS
Note on A141: FIBERGLASS
Note on A142: FIBERGLASS
Note on A143: FIBERGLASS
Note on A144: FIBERGLASS
Note on A145: FIBERGLASS
Note on A146: FIBERGLASS
Note on A147: FIBERGLASS
Note on A148: FIBERGLASS
Note on A149: FIBERGLASS
Note on A150: JOHNS MANVILLE
Note on A151: JOHNS MANVILLE
Note on A152: JOHNS MANVILLE
Note on A153: JOHNS MANVILLE
Note on A154: JOHNS MANVILLE
Note on A155: JOHNS MANVILLE
Note on A156: JOHNS MANVILLE
Note on A157: JOHNS MANVILLE
Note on A158: JOHNS MANVILLE
Note on A159: JOHNS MANVILLE
Note on A160: JOHNS MANVILLE
Note on A161: JOHNS MANVILLE
Note on A162: JOHNS MANVILLE
Note on A163: JOHNS MANVILLE
Note on A164: JOHNS MANVILLE
Note on A165: JOHNS MANVILLE
Note on A166: JOHNS MANVILLE
Note on A167: JOHNS MANVILLE
Note on A168: JOHNS MANVILLE
Note on A169: JOHNS MANVILLE
Note on A170: JOHNS MANVILLE
Note on A171: JOHNS MANVILLE
Note on A172: JOHNS MANVILLE
Note on A173: JOHNS MANVILLE
Note on A174: JOHNS MANVILLE
Note on A175: JOHNS MANVILLE
Note on A176: JOHNS MANVILLE
Note on A177: JOHNS MANVILLE
Note on A178: JOHNS MANVILLE
Note on A179: JOHNS MANVILLE
Note on A180: JOHNS MANVILLE
Note on A181: JOHNS MANVILLE
Note on A182: JOHNS MANVILLE
Note on A183: JOHNS MANVILLE
Note on A184: JOHNS MANVILLE
Note on A185: JOHNS MANVILLE
Note on A186: JOHNS MANVILLE
Note on A187: JOHNS MANVILLE
Note on A188: JOHNS MANVILLE
Note on A189: JOHNS MANVILLE
Note on A190: JOHNS MANVILLE
Note on A191: JOHNS MANVILLE
Note on A192: JOHNS MANVILLE
Note on A193: JOHNS MANVILLE
Note on A194: JOHNS MANVILLE
Note on A195: JOHNS MANVILLE
Note on A196: JOHNS MANVILLE
Note on A197: JOHNS MANVILLE
Note on A198: JOHNS MANVILLE
Note on A199: JOHNS MANVILLE
Note on A200: JOHNS MANVILLE
Note on A201: JOHNS MANVILLE
Note on A202: JOHNS MANVILLE
Note on A203: JOHNS MANVILLE
Note on A204: JOHNS MANVILLE
Note on A205: JOHNS MANVILLE
Note on A206: JOHNS MANVILLE
Note on A207: JOHNS MANVILLE
Note on A208: JOHNS MANVILLE
Note on A209: JOHNS MANVILLE
Note on A210: JOHNS MANVILLE
Note on A211: JOHNS MANVILLE
Note on A212: JOHNS MANVILLE
Note on A213: JOHNS MANVILLE
Note on A214: JOHNS MANVILLE
Note on A215: JOHNS MANVILLE
Note on A216: JOHNS MANVILLE
Note on A217: JOHNS MANVILLE
Note on A218: JOHNS MANVILLE
Note on A219: JOHNS MANVILLE
Note on A220: JOHNS MANVILLE
Note on A221: JOHNS MANVILLE
Note on A222: JOHNS MANVILLE
Note on A223: JOHNS MANVILLE
Note on A224: JOHNS MANVILLE
Note on A225: JOHNS MANVILLE
Note on A226: JOHNS MANVILLE
Note on A227: JOHNS MANVILLE
Note on A228: JOHNS MANVILLE
Note on A229: JOHNS MANVILLE
Note on A230: JOHNS MANVILLE
Note on A231: JOHNS MANVILLE
Note on A232: JOHNS MANVILLE
Note on A233: JOHNS MANVILLE
Note on A234: JOHNS MANVILLE
Note on A235: JOHNS MANVILLE
Note on A236: JOHNS MANVILLE
Note on A237: JOHNS MANVILLE
Note on A238: JOHNS MANVILLE
Note on A239: JOHNS MANVILLE
Note on A240: JOHNS MANVILLE
Note on A241: JOHNS MANVILLE
Note on A242: JOHNS MANVILLE
Note on A243: JOHNS MANVILLE
Note on A244: JOHNS MANVILLE
Note on A245: JOHNS MANVILLE
Note on A246: JOHNS MANVILLE
Note on A247: JOHNS MANVILLE
Note on A248: JOHNS MANVILLE
Note on A249: JOHNS MANVILLE
Note on A250: JOHNS MANVILLE
Note on A251: JOHNS MANVILLE
Note on A252: JOHNS MANVILLE
Note on A253: JOHNS MANVILLE
Note on A254: JOHNS MANVILLE
Note on A255: JOHNS MANVILLE
Note on A256: JOHNS MANVILLE
Note on A257: JOHNS MANVILLE
Note on A258: JOHNS MANVILLE
Note on A259: JOHNS MANVILLE
Note on A260: JOHNS MANVILLE
Note on A261: JOHNS MANVILLE
Note on A262: JOHNS MANVILLE
Note on A263: JOHNS MANVILLE
Note on A264: JOHNS MANVILLE
Note on A265: JOHNS MANVILLE
Note on A266: JOHNS MANVILLE
Note on A267: JOHNS MANVILLE
Note on A268: JOHNS MANVILLE
Note on A269: JOHNS MANVILLE
Note on A270: JOHNS MANVILLE
Note on A271: JOHNS MANVILLE
Note on A272: JOHNS MANVILLE
Note on A273: JOHNS MANVILLE
Note on A274: JOHNS MANVILLE
Note on A275: JOHNS MANVILLE
Note on A276: JOHNS MANVILLE
Note on A277: JOHNS MANVILLE
Note on A278: JOHNS MANVILLE
Note on A279: JOHNS MANVILLE
Note on A280: JOHNS MANVILLE
Note on A281: JOHNS MANVILLE
Note on A282: JOHNS MANVILLE
Note on A283: JOHNS MANVILLE
Note on A284: JOHNS MANVILLE
Note on A285: JOHNS MANVILLE
Note on A286: JOHNS MANVILLE
Note on A287: JOHNS MANVILLE
Note on A288: JOHNS MANVILLE
Note on A289: JOHNS MANVILLE
Note on A290: JOHNS MANVILLE
Note on A291: JOHNS MANVILLE
Note on A292: JOHNS MANVILLE
Note on A293: JOHNS MANVILLE
Note on A294: JOHNS MANVILLE
Note on A295: JOHNS MANVILLE
Note on A296: JOHNS MANVILLE
Note on A297: JOHNS MANVILLE
Note on A298: JOHNS MANVILLE
Note on A299: JOHNS MANVILLE
Note on A300: JOHNS MANVILLE
Note on A301: JOHNS MANVILLE
Note on A302: JOHNS MANVILLE
Note on A303: JOHNS MANVILLE
Note on A304: JOHNS MANVILLE
Note on A305: JOHNS MANVILLE
Note on A306: JOHNS MANVILLE
Note on A307: JOHNS MANVILLE
Note on A308: JOHNS MANVILLE
Note on A309: JOHNS MANVILLE
Note on A310: JOHNS MANVILLE
Note on A311: JOHNS MANVILLE
Note on A312: JOHNS MANVILLE
Note on A313: JOHNS MANVILLE
Note on A314: JOHNS MANVILLE
Note on A315: JOHNS MANVILLE
Note on A316: JOHNS MANVILLE
Note on A317: JOHNS MANVILLE
Note on A318: JOHNS MANVILLE
Note on A319: JOHNS MANVILLE
Note on A320: JOHNS MANVILLE
Note on A321: JOHNS MANVILLE
Note on A322: JOHNS MANVILLE
Note on A323: JOHNS MANVILLE
Note on A324: JOHNS MANVILLE
Note on A325: JOHNS MANVILLE
Note on A326: JOHNS MANVILLE
Note on A327: JOHNS MANVILLE
Note on A328: JOHNS MANVILLE
Note on A329: JOHNS MANVILLE
Note on A330: JOHNS MANVILLE
Note on A331: JOHNS MANVILLE
Note on A332: JOHNS MANVILLE
Note on A333: JOHNS MANVILLE
Note on A334: JOHNS MANVILLE
Note on A335: JOHNS MANVILLE
Note on A336: JOHNS MANVILLE
Note on A337: JOHNS MANVILLE
Note on A338: JOHNS MANVILLE
Note on A339: JOHNS MANVILLE
Note on A340: JOHNS MANVILLE
Note on A341: JOHNS MANVILLE
Note on A342: JOHNS MANVILLE
Note on A343: JOHNS MANVILLE
Note on A344: JOHNS MANVILLE
Note on A345: JOHNS MANVILLE
Note on A346: JOHNS MANVILLE
Note on A347: JOHNS MANVILLE
Note on A348: JOHNS MANVILLE
Note on A349: JOHNS MANVILLE
Note on A350: JOHNS MANVILLE
Note on A351: JOHNS MANVILLE
Note on A352: JOHNS MANVILLE
Note on A353: JOHNS MANVILLE
Note on A354: JOHNS MANVILLE
Note on A355: JOHNS MANVILLE
Note on A356: JOHNS MANVILLE
Note on A357: JOHNS MANVILLE
Note on A358: JOHNS MANVILLE
Note on A359: JOHNS MANVILLE
Note on A360: JOHNS MANVILLE
Note on A361: JOHNS MANVILLE
Note on A362: JOHNS MANVILLE
Note on A363: JOHNS MANVILLE
Note on A364: JOHNS MANVILLE
Note on A365: JOHNS MANVILLE
Note on A366: JOHNS MANVILLE
Note on A367: JOHNS MANVILLE
Note on A368: JOHNS MANVILLE
Note on A369: JOHNS MANVILLE
Note on A370: JOHNS MANVILLE
Note on A371: JOHNS MANVILLE
Note on A372: JOHNS MANVILLE
Note on A373: JOHNS MANVILLE
Note on A374: JOHNS MANVILLE
Note on A375: JOHNS MANVILLE
Note on A376: JOHNS MANVILLE
Note on A377: JOHNS MANVILLE
Note on A378: JOHNS MANVILLE
Note on A386: KNAUF INSULATION
Note on A387: KNAUF INSULATION
Note on A388: KNAUF INSULATION
Note on A389: KNAUF INSULATION
Note on A390: KNAUF INSULATION
Note on A391: KNAUF INSULATION
Note on A392: KNAUF INSULATION
Note on A393: KNAUF INSULATION
Note on A394: KNAUF INSULATION
Note on A395: KNAUF INSULATION
Note on A396: KNAUF INSULATION
Note on A397: KNAUF INSULATION
Note on A398: KNAUF INSULATION
Note on A399: KNAUF INSULATION
Note on A400: KNAUF INSULATION
Note on A401: KNAUF INSULATION
Note on A402: KNAUF INSULATION
Note on A403: KNAUF INSULATION
Note on A404: KNAUF INSULATION
Note on A405: KNAUF INSULATION
Note on A406: KNAUF INSULATION
Note on A407: KNAUF INSULATION
Note on A408: KNAUF INSULATION
Note on A409: KNAUF INSULATION
Note on A410: KNAUF INSULATION
Note on A411: KNAUF INSULATION
Note on A412: KNAUF INSULATION
Note on A413: KNAUF INSULATION
Note on A414: KNAUF INSULATION
Note on A415: KNAUF INSULATION
Note on A416: KNAUF INSULATION
Note on A417: KNAUF INSULATION
Note on A418: KNAUF INSULATION
Note on A419: KNAUF INSULATION
Note on A420: KNAUF INSULATION
Note on A421: KNAUF INSULATION
Note on A422: KNAUF INSULATION
Note on A423: KNAUF INSULATION
Note on A424: KNAUF INSULATION
Note on A425: KNAUF INSULATION
Note on A426: KNAUF INSULATION
Note on A427: KNAUF INSULATION
Note on A428: KNAUF INSULATION
Note on A429: KNAUF INSULATION
Note on A430: KNAUF INSULATION
Note on A431: KNAUF INSULATION
Note on A432: KNAUF INSULATION
Note on A433: KNAUF INSULATION
Note on A434: KNAUF INSULATION
Note on A435: KNAUF INSULATION
Note on A436: KNAUF INSULATION
Note on A437: KNAUF INSULATION
Note on A438: KNAUF INSULATION
Note on A439: KNAUF INSULATION
Note on A440: KNAUF INSULATION
Note on A441: KNAUF INSULATION
Note on A442: KNAUF INSULATION
Note on A443: KNAUF INSULATION
Note on A444: KNAUF INSULATION
Note on A445: KNAUF INSULATION
Note on A446: KNAUF INSULATION
Note on A447: KNAUF INSULATION
Note on A448: KNAUF INSULATION
Note on A449: KNAUF INSULATION
Note on A450: KNAUF INSULATION
Note on A451: KNAUF INSULATION
Note on A452: KNAUF INSULATION
Note on A453: KNAUF INSULATION
Note on A454: KNAUF INSULATION
Note on A455: KNAUF INSULATION
Note on A456: KNAUF INSULATION
Note on A457: KNAUF INSULATION
Note on A458: KNAUF INSULATION
Note on A459: KNAUF INSULATION
Note on A460: KNAUF INSULATION
Note on A461: KNAUF INSULATION
Note on A462: KNAUF INSULATION
Note on A463: KNAUF INSULATION
Note on A464: KNAUF INSULATION
Note on A465: KNAUF INSULATION
Note on A466: KNAUF INSULATION
Note on A467: KNAUF INSULATION
Note on A468: KNAUF INSULATION
Note on A469: KNAUF INSULATION
Note on A470: KNAUF INSULATION
Note on A471: KNAUF INSULATION
Note on A472: KNAUF INSULATION
Note on A473: KNAUF INSULATION
Note on A474: KNAUF INSULATION
Note on A475: KNAUF INSULATION
Note on A476: KNAUF INSULATION
Note on A477: KNAUF INSULATION
Note on A478: KNAUF INSULATION
Note on A479: KNAUF INSULATION
Note on A480: KNAUF INSULATION
Note on A481: KNAUF INSULATION
Note on A482: KNAUF INSULATION
Note on A483: KNAUF INSULATION
Note on A484: KNAUF INSULATION
Note on A485: KNAUF INSULATION
Note on A492: FIBERGLAS
Note on A493: FIBERGLAS
Note on A494: FIBERGLAS
Note on A495: FIBERGLAS
Note on A496: FIBERGLAS
Note on A497: FIBERGLAS
Note on A498: FIBERGLAS
Note on A499: FIBERGLAS
Note on A500: FIBERGLAS
Note on A501: FIBERGLAS
Note on A502: FIBERGLAS
Note on A503: FIBERGLAS
Note on A504: FIBERGLAS
Note on A505: FIBERGLAS
Note on A506: FIBERGLAS
Note on A507: FIBERGLAS
Note on A508: FIBERGLAS
Note on A509: FIBERGLAS
Note on A510: FIBERGLAS
Note on A511: FIBERGLAS
Note on A512: FIBERGLAS
Note on A513: FIBERGLAS
Note on A514: FIBERGLAS
Note on A515: FIBERGLAS
Note on A516: FIBERGLAS
Note on A517: FIBERGLAS
Note on A518: FIBERGLAS
Note on A519: FIBERGLAS
Note on A520: FIBERGLAS
Note on A521: FIBERGLAS
Note on A522: FIBERGLAS
Note on A523: FIBERGLAS
Note on A524: FIBERGLAS
Note on A525: FIBERGLAS
Note on A526: FIBERGLAS
Note on A527: FIBERGLAS
Note on A528: FIBERGLAS
Note on A529: FIBERGLAS
Note on A530: FIBERGLAS
Note on A531: FIBERGLAS
Note on A532: FIBERGLAS
Note on A533: FIBERGLAS
Note on A534: FIBERGLAS
Note on A535: FIBERGLAS
Note on A536: FIBERGLAS
Note on A537: FIBERGLAS
Note on A538: FIBERGLAS
Note on A545: ROCKWOOL
Note on A546: ROCKWOOL
Note on A547: ROCKWOOL
Note on A548: ROCKWOOL
Note on A549: ROCKWOOL
Note on A550: ROCKWOOL
Note on A551: ROCKWOOL
Note on A552: ROCKWOOL
Note on A553: ROCKWOOL
Note on A554: ROCKWOOL
Note on A555: ROCKWOOL
Note on A556: ROCKWOOL
Note on A557: ROCKWOOL
Note on A558: ROCKWOOL
Note on A559: ROCKWOOL
Note on A560: ROCKWOOL
Note on A561: ROCKWOOL
Note on A562: ROCKWOOL
Note on A563: ROCKWOOL
Note on A564: ROCKWOOL
Note on A565: ROCKWOOL
Note on A566: ROCKWOOL
Note on A567: ROCKWOOL
Note on A568: ROCKWOOL
Note on A569: ROCKWOOL
Note on A570: ROCKWOOL
Note on A571: ROCKWOOL
Note on A572: ROCKWOOL
Note on A573: ROCKWOOL
Note on A574: ROCKWOOL
Note on A575: ROCKWOOL
Note on A576: ROCKWOOL
Note on A577: ROCKWOOL
Note on A578: ROCKWOOL
Note on A579: ROCKWOOL
Note on A580: ROCKWOOL
Note on A581: ROCKWOOL
Note on A582: ROCKWOOL
Note on A583: ROCKWOOL
Note on A584: ROCKWOOL
Note on A585: ROCKWOOL
Note on A586: ROCKWOOL
Note on A587: ROCKWOOL
Note on A588: ROCKWOOL
Note on A589: ROCKWOOL
Note on A590: ROCKWOOL
Note on A591: ROCKWOOL
Note on A592: ROCKWOOL
Note on A593: ROCKWOOL
Note on A594: ROCKWOOL
Note on A595: ROCKWOOL
Note on A596: ROCKWOOL
Note on A597: ROCKWOOL
Note on A598: ROCKWOOL
Note on A599: ROCKWOOL
Note on A600: ROCKWOOL
Note on A601: ROCKWOOL
Note on A602: ROCKWOOL
Note on A603: ROCKWOOL
Note on A604: ROCKWOOL
Note on A605: ROCKWOOL
Note on A606: ROCKWOOL
Note on A607: ROCKWOOL
Note on A608: ROCKWOOL
Note on A609: ROCKWOOL
Note on A610: ROCKWOOL
Note on A611: ROCKWOOL
Note on A612: ROCKWOOL
Note on A613: ROCKWOOL
Note on A614: ROCKWOOL
Note on A615: ROCKWOOL
Note on A616: ROCKWOOL
Note on A617: ROCKWOOL
Note on A618: ROCKWOOL
Note on A619: ROCKWOOL
Note on A620: ROCKWOOL
Note on A621: ROCKWOOL
Note on A622: ROCKWOOL
Note on A623: ROCKWOOL
Note on A624: ROCKWOOL
Note on A625: ROCKWOOL
Note on A626: ROCKWOOL
Note on A627: ROCKWOOL
Note on A628: ROCKWOOL
Note on A629: ROCKWOOL
Note on A630: ROCKWOOL
Note on A631: ROCKWOOL
Note on A632: ROCKWOOL
Note on A633: ROCKWOOL
Note on A634: ROCKWOOL
Note on A635: ROCKWOOL
Note on A636: ROCKWOOL
Note on A637: ROCKWOOL
Note on A638: ROCKWOOL
Note on A639: ROCKWOOL
Note on A640: ROCKWOOL
Note on A641: ROCKWOOL
Note on A642: ROCKWOOL
Note on A643: ROCKWOOL
Note on A644: ROCKWOOL
Note on A645: ROCKWOOL
Note on A646: ROCKWOOL
Note on A647: ROCKWOOL
Note on A648: ROCKWOOL
Note on A649: ROCKWOOL
Note on A650: ROCKWOOL
Note on A651: ROCKWOOL
Note on A652: ROCKWOOL
Note on A653: ROCKWOOL
Note on A654: ROCKWOOL
Note on A655: ROCKWOOL
Note on A656: ROCKWOOL
Note on A657: ROCKWOOL
Note on A658: ROCKWOOL
Note on A659: ROCKWOOL
Note on A660: ROCKWOOL
Note on A661: ROCKWOOL
Note on A662: ROCKWOOL
Note on A663: ROCKWOOL
Note on A664: ROCKWOOL
Note on A665: ROCKWOOL
Note on A666: ROCKWOOL
Note on A667: ROCKWOOL
Note on A668: ROCKWOOL
Note on A669: ROCKWOOL
Note on A670: ROCKWOOL
Note on A671: ROCKWOOL
Note on A672: ROCKWOOL
Note on A679: THERMAFIBER CURTAIN WALL INSULATION
Note on A680: THERMAFIBER CURTAIN WALL INSULATION
Note on A681: THERMAFIBER CURTAIN WALL INSULATION
Note on A682: THERMAFIBER CURTAIN WALL INSULATION
Note on A683: THERMAFIBER CURTAIN WALL INSULATION
Note on A684: THERMAFIBER CURTAIN WALL INSULATION
Note on A685: THERMAFIBER CURTAIN WALL INSULATION
Note on A686: THERMAFIBER CURTAIN WALL INSULATION
Note on A687: THERMAFIBER CURTAIN WALL INSULATION
Note on A688: THERMAFIBER CURTAIN WALL INSULATION
Note on A689: THERMAFIBER CURTAIN WALL INSULATION
Note on A690: THERMAFIBER CURTAIN WALL INSULATION
Note on A691: THERMAFIBER CURTAIN WALL INSULATION
Note on A692: THERMAFIBER CURTAIN WALL INSULATION
Note on A693: THERMAFIBER CURTAIN WALL INSULATION
Note on A694: THERMAFIBER CURTAIN WALL INSULATION
Note on A695: THERMAFIBER CURTAIN WALL INSULATION
Note on A696: THERMAFIBER CURTAIN WALL INSULATION
Note on A697: THERMAFIBER CURTAIN WALL INSULATION
Note on A698: THERMAFIBER CURTAIN WALL INSULATION
Note on A699: THERMAFIBER CURTAIN WALL INSULATION
Note on A700: THERMAFIBER CURTAIN WALL INSULATION
Note on A701: THERMAFIBER CURTAIN WALL INSULATION
Note on A702: THERMAFIBER CURTAIN WALL INSULATION
Note on A703: THERMAFIBER CURTAIN WALL INSULATION
Note on A704: THERMAFIBER CURTAIN WALL INSULATION
Note on A705: THERMAFIBER CURTAIN WALL INSULATION
Note on A706: THERMAFIBER CURTAIN WALL INSULATION
Note on A707: THERMAFIBER CURTAIN WALL INSULATION
Note on A708: THERMAFIBER CURTAIN WALL INSULATION
Note on A709: THERMAFIBER CURTAIN WALL INSULATION
Note on A710: THERMAFIBER CURTAIN WALL INSULATION
Note on A711: THERMAFIBER CURTAIN WALL INSULATION
Note on A712: THERMAFIBER CURTAIN WALL INSULATION
Note on A713: THERMAFIBER CURTAIN WALL INSULATION
Note on A714: THERMAFIBER CURTAIN WALL INSULATION
Note on A715: THERMAFIBER CURTAIN WALL INSULATION
Note on A716: THERMAFIBER CURTAIN WALL INSULATION
Note on A717: THERMAFIBER CURTAIN WALL INSULATION
Note on A718: THERMAFIBER CURTAIN WALL INSULATION
Note on A719: THERMAFIBER CURTAIN WALL INSULATION
Note on A720: THERMAFIBER CURTAIN WALL INSULATION
Note on A721: THERMAFIBER CURTAIN WALL INSULATION
Note on A722: THERMAFIBER CURTAIN WALL INSULATION
Note on A723: THERMAFIBER CURTAIN WALL INSULATION
Note on A724: THERMAFIBER CURTAIN WALL INSULATION
Note on A725: THERMAFIBER CURTAIN WALL INSULATION
Note on A726: THERMAFIBER CURTAIN WALL INSULATION
Note on A727: THERMAFIBER CURTAIN WALL INSULATION
Note on A728: THERMAFIBER CURTAIN WALL INSULATION
Note on A729: THERMAFIBER CURTAIN WALL INSULATION
Note on A730: THERMAFIBER CURTAIN WALL INSULATION
Note on A731: THERMAFIBER CURTAIN WALL INSULATION
Note on A732: THERMAFIBER CURTAIN WALL INSULATION
Note on A733: THERMAFIBER CURTAIN WALL INSULATION
Note on A734: THERMAFIBER CURTAIN WALL INSULATION
Note on A735: THERMAFIBER CURTAIN WALL INSULATION
Note on A736: THERMAFIBER CURTAIN WALL INSULATION
Note on A737: THERMAFIBER CURTAIN WALL INSULATION
Note on A738: THERMAFIBER CURTAIN WALL INSULATION
Note on A739: THERMAFIBER CURTAIN WALL INSULATION
Note on A740: THERMAFIBER CURTAIN WALL INSULATION
Note on A741: THERMAFIBER CURTAIN WALL INSULATION
Note on A742: THERMAFIBER CURTAIN WALL INSULATION
Note on A743: THERMAFIBER CURTAIN WALL INSULATION
Note on A744: THERMAFIBER CURTAIN WALL INSULATION
Note on A745: THERMAFIBER CURTAIN WALL INSULATION
Note on A746: THERMAFIBER CURTAIN WALL INSULATION
Note on A747: THERMAFIBER CURTAIN WALL INSULATION
Note on A748: THERMAFIBER CURTAIN WALL INSULATION
Note on A749: THERMAFIBER CURTAIN WALL INSULATION
Note on A750: THERMAFIBER CURTAIN WALL INSULATION
Note on A751: THERMAFIBER CURTAIN WALL INSULATION
Note on A752: THERMAFIBER CURTAIN WALL INSULATION
Note on A753: THERMAFIBER CURTAIN WALL INSULATION
Note on A754: THERMAFIBER CURTAIN WALL INSULATION
Note on A755: THERMAFIBER CURTAIN WALL INSULATION
Note on A756: THERMAFIBER CURTAIN WALL INSULATION
Note on A757: THERMAFIBER CURTAIN WALL INSULATION
Note on A758: THERMAFIBER CURTAIN WALL INSULATION
Note on A759: THERMAFIBER CURTAIN WALL INSULATION
Note on A760: THERMAFIBER CURTAIN WALL INSULATION
Note on A761: THERMAFIBER CURTAIN WALL INSULATION
Note on A762: THERMAFIBER CURTAIN WALL INSULATION
Note on A763: THERMAFIBER CURTAIN WALL INSULATION
Note on A764: THERMAFIBER CURTAIN WALL INSULATION
Note on A765: THERMAFIBER CURTAIN WALL INSULATION
Note on A766: THERMAFIBER CURTAIN WALL INSULATION
Note on A767: THERMAFIBER CURTAIN WALL INSULATION
Note on A768: THERMAFIBER CURTAIN WALL INSULATION
Note on A769: THERMAFIBER CURTAIN WALL INSULATION
Note on A770: THERMAFIBER CURTAIN WALL INSULATION
Note on A771: THERMAFIBER CURTAIN WALL INSULATION
Note on A772: THERMAFIBER CURTAIN WALL INSULATION
Note on A773: THERMAFIBER CURTAIN WALL INSULATION
Note on A774: THERMAFIBER CURTAIN WALL INSULATION
Note on A775: THERMAFIBER CURTAIN WALL INSULATION
Note on A776: THERMAFIBER CURTAIN WALL INSULATION
Note on A777: THERMAFIBER CURTAIN WALL INSULATION
Note on A778: THERMAFIBER CURTAIN WALL INSULATION
Note on A779: THERMAFIBER CURTAIN WALL INSULATION
Note on A780: THERMAFIBER CURTAIN WALL INSULATION
Note on A781: THERMAFIBER CURTAIN WALL INSULATION
Note on A782: THERMAFIBER CURTAIN WALL INSULATION
Note on A783: THERMAFIBER CURTAIN WALL INSULATION
Note on A784: THERMAFIBER CURTAIN WALL INSULATION
Note on A785: THERMAFIBER CURTAIN WALL INSULATION
Note on A786: THERMAFIBER CURTAIN WALL INSULATION
Note on A787: THERMAFIBER CURTAIN WALL INSULATION
Note on A788: THERMAFIBER CURTAIN WALL INSULATION
Note on A789: THERMAFIBER CURTAIN WALL INSULATION
Note on A790: THERMAFIBER CURTAIN WALL INSULATION
Note on A791: THERMAFIBER CURTAIN WALL INSULATION
Note on A792: THERMAFIBER CURTAIN WALL INSULATION
Note on A793: THERMAFIBER CURTAIN WALL INSULATION
Note on A794: THERMAFIBER CURTAIN WALL INSULATION
Note on A795: THERMAFIBER CURTAIN WALL INSULATION
Note on A796: THERMAFIBER CURTAIN WALL INSULATION
Note on A797: THERMAFIBER CURTAIN WALL INSULATION
Note on A798: THERMAFIBER CURTAIN WALL INSULATION
Note on A799: THERMAFIBER CURTAIN WALL INSULATION
Note on A800: THERMAFIBER CURTAIN WALL INSULATION
Note on A801: THERMAFIBER CURTAIN WALL INSULATION
Note on A802: THERMAFIBER CURTAIN WALL INSULATION
Note on A803: THERMAFIBER CURTAIN WALL INSULATION
Note on A804: THERMAFIBER CURTAIN WALL INSULATION
Note on A805: THERMAFIBER CURTAIN WALL INSULATION
Note on A806: THERMAFIBER CURTAIN WALL INSULATION
Note on A807: THERMAFIBER CURTAIN WALL INSULATION
Note on A808: THERMAFIBER CURTAIN WALL INSULATION
Note on A809: THERMAFIBER CURTAIN WALL INSULATION
Note on A810: THERMAFIBER CURTAIN WALL INSULATION
Note on A811: THERMAFIBER CURTAIN WALL INSULATION
Note on A812: THERMAFIBER CURTAIN WALL INSULATION
Note on A813: THERMAFIBER CURTAIN WALL INSULATION
Note on A814: THERMAFIBER CURTAIN WALL INSULATION
Note on A815: THERMAFIBER CURTAIN WALL INSULATION
Note on A816: THERMAFIBER CURTAIN WALL INSULATION
Note on A817: THERMAFIBER CURTAIN WALL INSULATION
Note on A818: THERMAFIBER CURTAIN WALL INSULATION
Note on A819: THERMAFIBER CURTAIN WALL INSULATION
Note on A820: THERMAFIBER CURTAIN WALL INSULATION
Note on A821: THERMAFIBER CURTAIN WALL INSULATION
Note on A822: THERMAFIBER CURTAIN WALL INSULATION
Note on A823: THERMAFIBER CURTAIN WALL INSULATION
Note on A824: THERMAFIBER CURTAIN WALL INSULATION
Note on A825: THERMAFIBER CURTAIN WALL INSULATION
Note on A826: THERMAFIBER CURTAIN WALL INSULATION
Note on A827: THERMAFIBER CURTAIN WALL INSULATION
Note on A828: THERMAFIBER CURTAIN WALL INSULATION
Note on A829: THERMAFIBER CURTAIN WALL INSULATION
Note on A830: THERMAFIBER CURTAIN WALL INSULATION
Note on A831: THERMAFIBER CURTAIN WALL INSULATION
Note on A832: THERMAFIBER CURTAIN WALL INSULATION
Note on A833: THERMAFIBER CURTAIN WALL INSULATION
Note on A834: THERMAFIBER CURTAIN WALL INSULATION
Note on A835: THERMAFIBER CURTAIN WALL INSULATION
Note on A836: THERMAFIBER CURTAIN WALL INSULATION
Note on A837: THERMAFIBER CURTAIN WALL INSULATION
Note on A838: THERMAFIBER CURTAIN WALL INSULATION
Note on A839: THERMAFIBER CURTAIN WALL INSULATION
Note on A840: THERMAFIBER CURTAIN WALL INSULATION
Note on A841: THERMAFIBER CURTAIN WALL INSULATION
Note on A842: THERMAFIBER CURTAIN WALL INSULATION
Note on A843: THERMAFIBER CURTAIN WALL INSULATION
Note on A844: THERMAFIBER CURTAIN WALL INSULATION
Note on A845: THERMAFIBER CURTAIN WALL INSULATION
Note on A846: THERMAFIBER CURTAIN WALL INSULATION
Note on A847: THERMAFIBER CURTAIN WALL INSULATION
Note on A848: THERMAFIBER CURTAIN WALL INSULATION
Note on A849: THERMAFIBER CURTAIN WALL INSULATION
Note on A850: THERMAFIBER CURTAIN WALL INSULATION
Note on A851: THERMAFIBER CURTAIN WALL INSULATION
Note on A852: THERMAFIBER CURTAIN WALL INSULATION
Note on A853: THERMAFIBER CURTAIN WALL INSULATION
Note on A854: THERMAFIBER CURTAIN WALL INSULATION
Note on A855: THERMAFIBER CURTAIN WALL INSULATION
Note on A856: THERMAFIBER CURTAIN WALL INSULATION
Note on A857: THERMAFIBER CURTAIN WALL INSULATION
Note on A858: THERMAFIBER CURTAIN WALL INSULATION
Note on A859: THERMAFIBER CURTAIN WALL INSULATION
Note on A860: THERMAFIBER CURTAIN WALL INSULATION
Note on A861: THERMAFIBER CURTAIN WALL INSULATION
Note on A862: THERMAFIBER CURTAIN WALL INSULATION
Note on A863: THERMAFIBER CURTAIN WALL INSULATION
Note on A864: THERMAFIBER CURTAIN WALL INSULATION
Note on A865: THERMAFIBER CURTAIN WALL INSULATION
Note on A866: THERMAFIBER CURTAIN WALL INSULATION
Note on A867: THERMAFIBER CURTAIN WALL INSULATION
Note on A868: THERMAFIBER CURTAIN WALL INSULATION
Note on A869: THERMAFIBER CURTAIN WALL INSULATION
Note on A870: THERMAFIBER CURTAIN WALL INSULATION
Note on A871: THERMAFIBER CURTAIN WALL INSULATION
Note on A872: THERMAFIBER CURTAIN WALL INSULATION
Note on A873: THERMAFIBER CURTAIN WALL INSULATION
Note on A874: THERMAFIBER CURTAIN WALL INSULATION
Note on A875: THERMAFIBER CURTAIN WALL INSULATION
Note on A876: THERMAFIBER CURTAIN WALL INSULATION
Note on A877: THERMAFIBER CURTAIN WALL INSULATION
Note on A878: THERMAFIBER CURTAIN WALL INSULATION
Note on A879: THERMAFIBER CURTAIN WALL INSULATION
Note on A880: THERMAFIBER CURTAIN WALL INSULATION
Note on A881: THERMAFIBER CURTAIN WALL INSULATION
Note on A882: THERMAFIBER CURTAIN WALL INSULATION
Note on A883: THERMAFIBER CURTAIN WALL INSULATION
Note on A884: THERMAFIBER CURTAIN WALL INSULATION
Note on A885: THERMAFIBER CURTAIN WALL INSULATION
Note on A886: THERMAFIBER CURTAIN WALL INSULATION
Note on A887: THERMAFIBER CURTAIN WALL INSULATION
Note on A888: THERMAFIBER CURTAIN WALL INSULATION
Note on A889: THERMAFIBER CURTAIN WALL INSULATION
Note on A890: THERMAFIBER CURTAIN WALL INSULATION
Note on A891: THERMAFIBER CURTAIN WALL INSULATION
Note on A892: THERMAFIBER CURTAIN WALL INSULATION
Note on A893: THERMAFIBER CURTAIN WALL INSULATION
Note on A894: THERMAFIBER CURTAIN WALL INSULATION
Note on A895: THERMAFIBER CURTAIN WALL INSULATION
Note on A896: THERMAFIBER CURTAIN WALL INSULATION
Note on A897: THERMAFIBER CURTAIN WALL INSULATION
Note on A898: THERMAFIBER CURTAIN WALL INSULATION
Note on A899: THERMAFIBER CURTAIN WALL INSULATION
Note on A900: THERMAFIBER CURTAIN WALL INSULATION
Note on A901: THERMAFIBER CURTAIN WALL INSULATION
Note on A902: THERMAFIBER CURTAIN WALL INSULATION
Note on A903: THERMAFIBER CURTAIN WALL INSULATION
Note on A904: THERMAFIBER CURTAIN WALL INSULATION
Note on A905: THERMAFIBER CURTAIN WALL INSULATION
Note on A906: THERMAFIBER CURTAIN WALL INSULATION
Note on A907: THERMAFIBER CURTAIN WALL INSULATION
Note on A915: ISOGARD CG ISO (TAPERED)
Note on A916: ISOGARD CG ISO (TAPERED)
Note on A917: ISOGARD CG ISO (TAPERED)
Note on A918: ISOGARD CG ISO (TAPERED)
Note on A919: ISOGARD CG ISO (TAPERED)
Note on A920: ISOGARD CG ISO (TAPERED)
Note on A921: ISOGARD CG ISO (TAPERED)
Note on A922: ISOGARD CG ISO (TAPERED)
Note on A923: ISOGARD CG ISO (TAPERED)
Note on A924: ISO 95+ GL (TAPERED)
Note on A925: ISO 95+ GL (TAPERED)
Note on A926: ISO 95+ GL (TAPERED)
Note on A927: ISO 95+ GL (TAPERED)
Note on A928: ISO 95+ GL (TAPERED)
Note on A929: ISO 95+ GL (TAPERED)
Note on A930: ISO 95+ GL (TAPERED)
Note on A931: ISO 95+ GL (TAPERED)
Note on A932: ISO 95+ GL (TAPERED)
Note on A933: ISOGARD CG
Note on A934: ISOGARD CG
Note on A935: ISOGARD CG
Note on A936: ISOGARD CG
Note on A937: ISOGARD CG
Note on A938: ISOGARD CG
Note on A939: ISOGARD CG
Note on A940: ISOGARD CG
Note on A941: ISOGARD CG
Note on A942: ISOGARD CG
Note on A943: ISOGARD CG
Note on A944: ISOGARD CG
Note on A945: ISOGARD CG
Note on A946: ISOGARD GL (TAPERED)
Note on A947: ISOGARD GL (TAPERED)
Note on A948: ISOGARD GL (TAPERED)
Note on A949: ISOGARD GL (TAPERED)
Note on A950: ISOGARD GL (TAPERED)
Note on A951: ISOGARD GL (TAPERED)
Note on A952: ISOGARD GL (TAPERED)
Note on A953: ISOGARD GL (TAPERED)
Note on A954: ISOGARD GL (TAPERED)
Note on A955: HAILGARD
Note on A956: HAILGARD
Note on A957: HAILGARD
Note on A958: HAILGARD
Note on A959: HAILGARD
Note on A960: ISOGARD HD COMPOSITE
Note on A961: ISOGARD HD COMPOSITE
Note on A962: ISOGARD HD COMPOSITE
Note on A963: ISOGARD HD COMPOSITE
Note on A964: ISOGARD HD COMPOSITE
Note on A965: ISOGARD HD COMPOSITE
Note on A966: ISOGARD HD
Note on A967: ISO 95+ GL
Note on A968: ISO 95+ GL
Note on A969: ISO 95+ GL
Note on A970: ISO 95+ GL
Note on A971: ISO 95+ GL
Note on A972: ISO 95+ GL
Note on A973: ISO 95+ GL
Note on A974: ISO 95+ GL
Note on A975: ISO 95+ GL
Note on A976: ISO 95+ GL
Note on A977: ISO 95+ GL
Note on A978: ISO 95+ GL
Note on A979: ISO 95+ GL
Note on A980: ISO 95+ GL
Note on A981: RESISTA
Note on A982: RESISTA
Note on A983: RESISTA
Note on A984: RESISTA
Note on A985: RESISTA
Note on A986: RESISTA
Note on A987: RESISTA
Note on A988: RESISTA
Note on A989: RESISTA
Note on A990: RESISTA
Note on A991: RESISTA
Note on A992: RESISTA
Note on A993: RESISTA
Note on A994: RESISTA
Note on A995: RESISTA (TAPERED)
Note on A996: RESISTA (TAPERED)
Note on A997: RESISTA (TAPERED)
Note on A998: RESISTA (TAPERED)
Note on A999: RESISTA (TAPERED)
Note on A1000: RESISTA (TAPERED)
Note on A1001: RESISTA (TAPERED)
Note on A1002: RESISTA (TAPERED)
Note on A1003: RESISTA (TAPERED)
Note on A1004: GENFLEX CG ISO
Note on A1005: GENFLEX CG ISO
Note on A1006: GENFLEX CG ISO
Note on A1007: GENFLEX CG ISO
Note on A1008: GENFLEX CG ISO
Note on A1009: GENFLEX CG ISO
Note on A1010: GENFLEX CG ISO
Note on A1011: GENFLEX CG ISO
Note on A1012: GENFLEX CG ISO
Note on A1013: GENFLEX CG ISO
Note on A1014: GENFLEX CG ISO
Note on A1015: GENFLEX CG ISO
Note on A1016: GENFLEX CG ISO
Note on A1017: GENFLEX GL ISO
Note on A1018: GENFLEX GL ISO
Note on A1019: GENFLEX GL ISO
Note on A1020: GENFLEX GL ISO
Note on A1021: GENFLEX GL ISO
Note on A1022: GENFLEX GL ISO
Note on A1023: GENFLEX GL ISO
Note on A1024: GENFLEX GL ISO
Note on A1025: GENFLEX GL ISO
Note on A1026: GENFLEX GL ISO
Note on A1027: GENFLEX GL ISO
Note on A1028: GENFLEX GL ISO
Note on A1029: GENFLEX GL ISO
Note on A1030: GENFLEX HD COMPOSITE ISO
Note on A1031: GENFLEX HD COMPOSITE ISO
Note on A1032: GENFLEX HD COMPOSITE ISO
Note on A1033: GENFLEX HD COMPOSITE ISO
Note on A1034: GENFLEX HD COMPOSITE ISO
Note on A1035: GENFLEX HD COMPOSITE ISO
Note on A1036: GENFLEX GL ISO (TAPERED)
Note on A1037: GENFLEX GL ISO (TAPERED)
Note on A1038: GENFLEX GL ISO (TAPERED)
Note on A1039: GENFLEX GL ISO (TAPERED)
Note on A1040: GENFLEX GL ISO (TAPERED)
Note on A1041: GENFLEX GL ISO (TAPERED)
Note on A1042: GENFLEX GL ISO (TAPERED)
Note on A1043: GENFLEX GL ISO (TAPERED)
Note on A1044: GENFLEX GL ISO (TAPERED)
Note on A1045: GENFLEX NB ISO
Note on A1046: GENFLEX NB ISO
Note on A1047: GENFLEX NB ISO
Note on A1048: GENFLEX NB ISO
Note on A1049: GENFLEX NB ISO
Note on A1050: GENFLEX NB ISO
Note on A1051: COATED GLASS FACER (TAPERED)
Note on A1052: COATED GLASS FACER (TAPERED)
Note on A1053: COATED GLASS FACER (TAPERED)
Note on A1054: COATED GLASS FACER (TAPERED)
Note on A1055: COATED GLASS FACER (TAPERED)
Note on A1056: COATED GLASS FACER (TAPERED)
Note on A1057: COATED GLASS FACER (TAPERED)
Note on A1058: COATED GLASS FACER (TAPERED)
Note on A1059: COATED GLASS FACER (TAPERED)
Note on A1060: COATED GLASS FACER (FLAT)
Note on A1061: COATED GLASS FACER (FLAT)
Note on A1062: COATED GLASS FACER (FLAT)
Note on A1063: COATED GLASS FACER (FLAT)
Note on A1064: COATED GLASS FACER (FLAT)
Note on A1065: COATED GLASS FACER (FLAT)
Note on A1066: COATED GLASS FACER (FLAT)
Note on A1067: COATED GLASS FACER (FLAT)
Note on A1068: COATED GLASS FACER (FLAT)
Note on A1069: COATED GLASS FACER (FLAT)
Note on A1070: COATED GLASS FACER (FLAT)
Note on A1071: COATED GLASS FACER (FLAT)
Note on A1072: COATED GLASS FACER (FLAT)
Note on A1073: GENFLEX HD ISO
Note on A1074: GENFLEX ISO
Note on A1075: GENFLEX ISO
Note on A1076: GENFLEX ISO
Note on A1077: GENFLEX ISO
Note on A1078: GENFLEX ISO
Note on A1079: GENFLEX ISO
Note on A1080: GENFLEX ISO
Note on A1081: GENFLEX ISO
Note on A1082: GENFLEX ISO
Note on A1083: GENFLEX ISO
Note on A1084: GENFLEX ISO
Note on A1085: GENFLEX ISO
Note on A1086: GENFLEX ISO
Note on A1087: TAPERED GENFLEX ISO
Note on A1088: TAPERED GENFLEX ISO
Note on A1089: TAPERED GENFLEX ISO
Note on A1090: TAPERED GENFLEX ISO
Note on A1091: TAPERED GENFLEX ISO
Note on A1092: TAPERED GENFLEX ISO
Note on A1093: TAPERED GENFLEX ISO
Note on A1094: TAPERED GENFLEX ISO
Note on A1095: TAPERED GENFLEX ISO
Note on A1096: ISOGARD GL
Note on A1097: ISOGARD GL
Note on A1098: ISOGARD GL
Note on A1099: ISOGARD GL
Note on A1100: ISOGARD GL
Note on A1101: ISOGARD GL
Note on A1102: ISOGARD GL
Note on A1103: ISOGARD GL
Note on A1104: ISOGARD GL
Note on A1105: ISOGARD GL
Note on A1106: ISOGARD GL
Note on A1107: ISOGARD GL
Note on A1108: ISOGARD GL
Note on A1109: ISOGARD GL
Note on A1110: ISOGARD HG
Note on A1111: ISOGARD HG
Note on A1112: ISOGARD HG
Note on A1113: ISOGARD HG
Note on A1114: ISOGARD HG
Note on A1115: ISOGARD HG
Note on A1116: GENFLEX CG ISO (TAPERED)
Note on A1117: GENFLEX CG ISO (TAPERED)
Note on A1118: GENFLEX CG ISO (TAPERED)
Note on A1119: GENFLEX CG ISO (TAPERED)
Note on A1120: GENFLEX CG ISO (TAPERED)
Note on A1121: GENFLEX CG ISO (TAPERED)
Note on A1122: GENFLEX CG ISO (TAPERED)
Note on A1123: GENFLEX CG ISO (TAPERED)
Note on A1124: GENFLEX CG ISO (TAPERED)
Note on A1138: ATLAS ROOFING CORP.
Note on A1139: ATLAS ROOFING CORP.
Note on A1140: ATLAS ROOFING CORP.
Note on A1141: ATLAS ROOFING CORP.
Note on A1142: ATLAS ROOFING CORP.
Note on A1143: ATLAS ROOFING CORP.
Note on A1144: ATLAS ROOFING CORP.
Note on A1145: ATLAS ROOFING CORP.
Note on A1146: ATLAS ROOFING CORP.
Note on A1147: ATLAS ROOFING CORP.
Note on A1148: ATLAS ROOFING CORP.
Note on A1149: ATLAS ROOFING CORP.
Note on A1150: ATLAS ROOFING CORP.
Note on A1151: ATLAS ROOFING CORP.
Note on A1152: ATLAS ROOFING CORP.
Note on A1153: ATLAS ROOFING CORP.
Note on A1154: ATLAS ROOFING CORP.
Note on A1155: ATLAS ROOFING CORP.
Note on A1156: ATLAS ROOFING CORP.
Note on A1157: ATLAS ROOFING CORP.
Note on A1158: ATLAS ROOFING CORP.
Note on A1159: ATLAS ROOFING CORP.
Note on A1160: ATLAS ROOFING CORP.
Note on A1161: ATLAS ROOFING CORP.
Note on A1162: ATLAS ROOFING CORP.
Note on A1163: ATLAS ROOFING CORP.
Note on A1164: ATLAS ROOFING CORP.
Note on A1165: ATLAS ROOFING CORP.
Note on A1166: ATLAS ROOFING CORP.
Note on A1167: ATLAS ROOFING CORP.
Note on A1168: ATLAS ROOFING CORP.
Note on A1169: ATLAS ROOFING CORP.
Note on A1170: ATLAS ROOFING CORP.
Note on A1171: ATLAS ROOFING CORP.
Note on A1172: ATLAS ROOFING CORP.
Note on A1173: ATLAS ROOFING CORP.
Note on A1174: ATLAS ROOFING CORP.
Note on A1175: ATLAS ROOFING CORP.
Note on A1176: ATLAS ROOFING CORP.
Note on A1177: ATLAS ROOFING CORP.
Note on A1178: ATLAS ROOFING CORP.
Note on A1179: ATLAS ROOFING CORP.
Note on A1180: ATLAS ROOFING CORP.
Note on A1181: ATLAS ROOFING CORP.
Note on A1182: ATLAS ROOFING CORP.
Note on A1183: ATLAS ROOFING CORP.
Note on A1184: ATLAS ROOFING CORP.
Note on A1185: ATLAS ROOFING CORP.
Note on A1186: ATLAS ROOFING CORP.
Note on A1187: ATLAS ROOFING CORP.
Note on A1188: ATLAS ROOFING CORP.
Note on A1189: ATLAS ROOFING CORP.
Note on A1190: ATLAS ROOFING CORP.
Note on A1191: ATLAS ROOFING CORP.
Note on A1200: R2+ Base
Note on A1201: R2+ Base
Note on A1202: R2+ Base
Note on A1203: R2+ Base
Note on A1204: R2+ Base
Note on A1205: R2+ SHEATHE
Note on A1206: R2+ SHEATHE
Note on A1207: R2+ SHEATHE
Note on A1208: R2+ SHEATHE
Note on A1209: R2+ SHEATHE
Note on A1210: R2+ SHEATHE
Note on A1211: R2+ MATTE
Note on A1212: R2+ MATTE
Note on A1213: R2+ MATTE
Note on A1214: R2+ MATTE
Note on A1215: R2+ MATTE
Note on A1216: R2+ MATTE
Note on A1217: R2+ MATTE
Note on A1218: R2+ SILVER
Note on A1219: R2+ SILVER
Note on A1220: R2+ SILVER
Note on A1221: R2+ SILVER
Note on A1222: R2+ SILVER
Note on A1223: R2+ SILVER
Note on A1235: SECURSHIELD POLYISO
Note on A1236: SECURSHIELD POLYISO
Note on A1237: SECURSHIELD POLYISO
Note on A1238: SECURSHIELD POLYISO
Note on A1239: SECURSHIELD POLYISO
Note on A1240: SECURSHIELD POLYISO
Note on A1241: SECURSHIELD POLYISO
Note on A1242: SECURSHIELD HD COMPOSITE POLYISO
Note on A1243: SECURSHIELD HD COMPOSITE POLYISO
Note on A1244: SECURSHIELD HD COMPOSITE POLYISO
Note on A1245: SECURSHIELD HD COMPOSITE POLYISO
Note on A1246: SECURSHIELD HD POLYISO
Note on A1247: SECURSHIELD HD RAPIDLOCK RL POLYISO
Note on A1248: INSULBASE NH POLYISO
Note on A1249: INSULBASE NH POLYISO
Note on A1250: INSULBASE NH POLYISO
Note on A1251: INSULBASE NH POLYISO
Note on A1252: INSULBASE NH POLYISO
Note on A1253: INSULBASE NH POLYISO
Note on A1254: INSULBASE NH POLYISO
Note on A1255: INSULBASE NH POLYISO
Note on A1256: INSULBASE RAPIDLOCK RL POLYISO
Note on A1257: INSULBASE RAPIDLOCK RL POLYISO
Note on A1258: INSULBASE RAPIDLOCK RL POLYISO
Note on A1259: INSULBASE RAPIDLOCK RL POLYISO
Note on A1260: INSULBASE RAPIDLOCK RL POLYISO
Note on A1261: INSULBASE RAPIDLOCK RL POLYISO
Note on A1262: INSULBASE RAPIDLOCK RL POLYISO
Note on A1263: INSULBASE RAPIDLOCK RL POLYISO
Note on A1264: STORMBASE POLYISO
Note on A1265: STORMBASE POLYISO
Note on A1266: STORMBASE POLYISO
Note on A1267: STORMBASE POLYISO
Note on A1268: SECURSHIELD HD COMPOSITE RAPIDLOCK POLYISO
Note on A1269: SECURSHIELD HD COMPOSITE RAPIDLOCK POLYISO
Note on A1270: SECURSHIELD HD COMPOSITE RAPIDLOCK POLYISO
Note on A1271: SECURSHIELD HD COMPOSITE RAPIDLOCK POLYISO
Note on A1272: INSULBASE POLYISO
Note on A1273: INSULBASE POLYISO
Note on A1274: INSULBASE POLYISO
Note on A1275: INSULBASE POLYISO
Note on A1276: INSULBASE POLYISO
Note on A1277: INSULBASE POLYISO
Note on A1278: INSULBASE POLYISO
Note on A1279: INSULBASE POLYISO
Note on A1280: SECURSHIELD NH POLYISO
Note on A1281: SECURSHIELD NH POLYISO
Note on A1282: SECURSHIELD NH POLYISO
Note on A1283: SECURSHIELD NH POLYISO
Note on A1284: SECURSHIELD NH POLYISO
Note on A1285: SECURSHIELD NH POLYISO
Note on A1286: SECURSHIELD NH POLYISO
Note on A1287: SECURSHIELD RAPIDLOCK RL POLYISO
Note on A1288: SECURSHIELD RAPIDLOCK RL POLYISO
Note on A1289: SECURSHIELD RAPIDLOCK RL POLYISO
Note on A1290: SECURSHIELD RAPIDLOCK RL POLYISO
Note on A1291: SECURSHIELD RAPIDLOCK RL POLYISO
Note on A1292: SECURSHIELD RAPIDLOCK RL POLYISO
Note on A1293: SECURSHIELD RAPIDLOCK RL POLYISO
Note on A1294: INSULBASE HD POLYISO
Note on A1304: ISOCAST R
Note on A1305: ISOCAST R
Note on A1306: ISOCAST R
Note on A1307: THERMAX BASIC NH
Note on A1308: THERMAX BASIC NH
Note on A1309: THERMAX BASIC NH
Note on A1310: THERMAX BASIC NH
Note on A1311: THERMAX BASIC NH
Note on A1312: THERMAX BASIC NH
Note on A1313: THERMAX BASIC NH
Note on A1314: THERMAX BASIC NH
Note on A1315: THERMAX BASIC NH
Note on A1316: THERMAX BASIC NH
Note on A1317: THERMAX BASIC NH
Note on A1318: THERMAX HDUTY HD NH
Note on A1319: THERMAX HDUTY HD NH
Note on A1320: THERMAX HDUTY HD NH
Note on A1321: THERMAX HDUTY HD NH
Note on A1322: THERMAX HDUTY HD NH
Note on A1323: THERMAX HDUTY HD NH
Note on A1324: THERMAX HDUTY HD NH
Note on A1325: THERMAX HDUTY HD NH
Note on A1326: THERMAX HDUTY HD NH
Note on A1327: THERMAX HDUTY HD NH
Note on A1328: THERMAX LDUTY LD NH
Note on A1329: THERMAX LDUTY LD NH
Note on A1330: THERMAX LDUTY LD NH
Note on A1331: THERMAX LDUTY LD NH
Note on A1332: THERMAX LDUTY LD NH
Note on A1333: THERMAX LDUTY LD NH
Note on A1334: THERMAX LDUTY LD NH
Note on A1335: THERMAX LDUTY LD NH
Note on A1336: THERMAX LDUTY LD NH
Note on A1337: THERMAX LDUTY LD NH
Note on A1338: THERMAX LDUTY LD NH
Note on A1339: THERMAX LDUTY LD NH
Note on A1340: THERMAX LDUTY LD NH
Note on A1341: THERMAX MTL BLDG NH
Note on A1342: THERMAX MTL BLDG NH
Note on A1343: THERMAX MTL BLDG NH
Note on A1344: THERMAX MTL BLDG NH
Note on A1345: THERMAX MTL BLDG NH
Note on A1346: THERMAX MTL BLDG NH
Note on A1347: THERMAX MTL BLDG NH
Note on A1348: THERMAX MTL BLDG NH
Note on A1349: THERMAX MTL BLDG NH
Note on A1350: THERMAX MTL BLDG NH
Note on A1351: THERMAX MTL BLDG NH
Note on A1352: THERMAX MTL BLDG NH
Note on A1353: THERMAX WHITE FACE NH
Note on A1354: THERMAX WHITE FACE NH
Note on A1355: THERMAX WHITE FACE NH
Note on A1356: THERMAX WHITE FACE NH
Note on A1357: THERMAX WHITE FACE NH
Note on A1358: THERMAX WHITE FACE NH
Note on A1359: THERMAX WHITE FACE NH
Note on A1360: THERMAX WHITE FACE NH
Note on A1361: THERMAX WHITE FACE NH
Note on A1362: THERMAX WHITE FACE NH
Note on A1363: THERMAX WHITE FACE NH
Note on A1364: THERMAX WHITE FACE NH
Note on A1365: SUPER TUFF-R
Note on A1366: SUPER TUFF-R
Note on A1367: SUPER TUFF-R
Note on A1368: SUPER TUFF-R
Note on A1369: SUPER TUFF-R
Note on A1370: SUPER TUFF-R
Note on A1371: TUFF-R
Note on A1372: TUFF-R
Note on A1373: TUFF-R
Note on A1374: TUFF-R
Note on A1375: TUFF-R
Note on A1376: TUFF-R
Note on A1377: THERMAX HEAVY DUTY
Note on A1378: THERMAX HEAVY DUTY
Note on A1379: THERMAX HEAVY DUTY
Note on A1380: THERMAX HEAVY DUTY
Note on A1381: THERMAX HEAVY DUTY
Note on A1382: THERMAX HEAVY DUTY
Note on A1383: THERMAX HEAVY DUTY
Note on A1384: THERMAX HEAVY DUTY
Note on A1385: THERMAX HEAVY DUTY
Note on A1386: THERMAX HEAVY DUTY
Note on A1387: THERMAX HEAVY DUTY
Note on A1388: THERMAX HEAVY DUTY
Note on A1389: THERMAX HEAVY DUTY
Note on A1390: THERMAX HEAVY DUTY
Note on A1391: THERMAX HEAVY DUTY
Note on A1392: THERMAX LIGHT DUTY
Note on A1393: THERMAX LIGHT DUTY
Note on A1394: THERMAX LIGHT DUTY
Note on A1395: THERMAX LIGHT DUTY
Note on A1396: THERMAX LIGHT DUTY
Note on A1397: THERMAX LIGHT DUTY
Note on A1398: THERMAX LIGHT DUTY
Note on A1399: THERMAX LIGHT DUTY
Note on A1400: THERMAX LIGHT DUTY
Note on A1401: THERMAX LIGHT DUTY
Note on A1402: THERMAX LIGHT DUTY
Note on A1403: THERMAX LIGHT DUTY
Note on A1404: THERMAX LIGHT DUTY
Note on A1405: THERMAX LIGHT DUTY
Note on A1406: THERMAX LIGHT DUTY
Note on A1407: THERMAX LIGHT DUTY
Note on A1408: THERMAX LIGHT DUTY
Note on A1409: THERMAX LIGHT DUTY
Note on A1410: THERMAX METAL BLDG
Note on A1411: THERMAX METAL BLDG
Note on A1412: THERMAX METAL BLDG
Note on A1413: THERMAX METAL BLDG
Note on A1414: THERMAX METAL BLDG
Note on A1415: THERMAX METAL BLDG
Note on A1416: THERMAX METAL BLDG
Note on A1417: THERMAX METAL BLDG
Note on A1418: THERMAX METAL BLDG
Note on A1419: THERMAX METAL BLDG
Note on A1420: THERMAX METAL BLDG
Note on A1421: THERMAX METAL BLDG
Note on A1422: THERMAX METAL BLDG
Note on A1423: THERMAX METAL BLDG
Note on A1424: THERMAX METAL BLDG
Note on A1425: THERMAX METAL BLDG
Note on A1426: THERMAX METAL BLDG
Note on A1427: THERMAX SHEATH
Note on A1428: THERMAX SHEATH
Note on A1429: THERMAX SHEATH
Note on A1430: THERMAX SHEATH
Note on A1431: THERMAX SHEATH
Note on A1432: THERMAX SHEATH
Note on A1433: THERMAX SHEATH
Note on A1434: THERMAX SHEATH
Note on A1435: THERMAX SHEATH
Note on A1436: THERMAX SHEATH
Note on A1437: THERMAX SHEATH
Note on A1438: THERMAX SHEATH
Note on A1439: THERMAX SHEATH
Note on A1440: THERMAX SHEATH
Note on A1441: THERMAX SHEATH
Note on A1442: THERMAX SHEATH
Note on A1443: THERMAX SHEATH
Note on A1444: THERMAX SHEATH
Note on A1445: THERMAX SHEATH
Note on A1446: THERMAX SHEATH
Note on A1447: THERMAX SHEATH
Note on A1448: THERMAX SHEATH
Note on A1449: THERMAX SHEATH
Note on A1450: THERMAX SHEATH
Note on A1451: THERMAX SHEATH
Note on A1452: THERMAX SHEATH
Note on A1453: THERMAX SHEATH
Note on A1454: THERMAX SHEATH
Note on A1455: THERMAX SHEATH
Note on A1456: THERMAX SHEATH
Note on A1457: THERMAX SHEATH
Note on A1458: THERMAX SHEATH
Note on A1459: THERMAX SHEATH
Note on A1460: THERMAX SHEATH
Note on A1461: THERMAX SHEATH
Note on A1462: THERMAX SHEATH
Note on A1463: THERMAX SHEATH
Note on A1464: THERMAX SHEATH
Note on A1465: THERMAX SHEATH
Note on A1466: THERMAX SHEATH
Note on A1467: THERMAX SHEATH
Note on A1468: THERMAX SHEATH
Note on A1469: THERMAX SHEATH
Note on A1470: THERMAX SHEATH
Note on A1471: THERMAX SHEATH
Note on A1472: THERMAX SHEATH
Note on A1473: THERMAX SHEATH
Note on A1474: THERMAX SHEATH
Note on A1475: THERMAX SHEATH
Note on A1476: THERMAX SHEATH
Note on A1477: THERMAX SHEATH
Note on A1478: THERMAX SHEATH
Note on A1479: THERMAX SHEATH
Note on A1480: THERMAX SHEATH
Note on A1481: THERMAX SHEATH
Note on A1482: THERMAX SHEATH
Note on A1483: THERMAX SHEATH
Note on A1484: THERMAX WHITE FACE
Note on A1485: THERMAX WHITE FACE
Note on A1486: THERMAX WHITE FACE
Note on A1487: THERMAX WHITE FACE
Note on A1488: THERMAX WHITE FACE
Note on A1489: THERMAX WHITE FACE
Note on A1490: THERMAX WHITE FACE
Note on A1491: THERMAX WHITE FACE
Note on A1492: THERMAX WHITE FACE
Note on A1493: THERMAX WHITE FACE
Note on A1494: THERMAX WHITE FACE
Note on A1495: THERMAX WHITE FACE
Note on A1496: THERMAX WHITE FACE
Note on A1497: THERMAX WHITE FACE
Note on A1498: THERMAX WHITE FACE
Note on A1499: THERMAX WHITE FACE
Note on A1510: ENERGYGUARD
Note on A1511: ENERGYGUARD
Note on A1512: ENERGYGUARD
Note on A1513: ENERGYGUARD
Note on A1514: ENERGYGUARD
Note on A1515: ENERGYGUARD
Note on A1516: ENERGYGUARD
Note on A1517: ENERGYGUARD
Note on A1518: ENERGYGUARD
Note on A1519: ENERGYGUARD
Note on A1520: ENERGYGUARD
Note on A1521: ENERGYGUARD
Note on A1522: ENERGYGUARD
Note on A1523: ENERGYGUARD
Note on A1524: ENERGYGUARD
Note on A1525: ENERGYGUARD
Note on A1526: ENERGYGUARD
Note on A1527: ENERGYGUARD
Note on A1528: ENERGYGUARD
Note on A1529: ENERGYGUARD
Note on A1530: ENERGYGUARD
Note on A1531: ENERGYGUARD
Note on A1532: ENERGYGUARD
Note on A1533: ENERGYGUARD
Note on A1534: ENERGYGUARD
Note on A1535: ENERGYGUARD
Note on A1536: ENERGYGUARD
Note on A1537: ENERGYGUARD
Note on A1538: ENERGYGUARD
Note on A1539: ENERGYGUARD
Note on A1540: ENERGYGUARD
Note on A1541: ENERGYGUARD
Note on A1542: ENERGYGUARD
Note on A1543: ENERGYGUARD
Note on A1544: ENERGYGUARD
Note on A1545: ENERGYGUARD
Note on A1546: ENERGYGUARD
Note on A1547: ENERGYGUARD
Note on A1548: ENERGYGUARD
Note on A1549: ENERGYGUARD
Note on A1550: ENERGYGUARD
Note on A1551: ENERGYGUARD
Note on A1552: ENERGYGUARD
Note on A1553: ENERGYGUARD
Note on A1554: ENERGYGUARD
Note on A1555: ENERGYGUARD
Note on A1556: ENERGYGUARD
Note on A1557: ENERGYGUARD
Note on A1558: ENERGYGUARD
Note on A1559: ENERGYGUARD
Note on A1560: ENERGYGUARD
Note on A1561: ENERGYGUARD
Note on A1562: ENERGYGUARD
Note on A1563: ENERGYGUARD
Note on A1564: ENERGYGUARD
Note on A1565: ENERGYGUARD
Note on A1566: ENERGYGUARD
Note on A1567: ENERGYGUARD
Note on A1568: ENERGYGUARD
Note on A1569: ENERGYGUARD
Note on A1570: ENERGYGUARD
Note on A1571: ENERGYGUARD
Note on A1572: ENERGYGUARD
Note on A1573: ENERGYGUARD
Note on A1574: ENERGYGUARD
Note on A1575: ENERGYGUARD
Note on A1576: ENERGYGUARD
Note on A1577: ENERGYGUARD
Note on A1578: ENERGYGUARD
Note on A1579: ENERGYGUARD
Note on A1580: ENERGYGUARD
Note on A1581: ENERGYGUARD
Note on A1582: ENERGYGUARD
Note on A1583: ENERGYGUARD
Note on A1584: ENERGYGUARD
Note on A1585: ENERGYGUARD
Note on A1586: ENERGYGUARD
Note on A1587: ENERGYGUARD
Note on A1588: ENERGYGUARD
Note on A1589: ENERGYGUARD
Note on A1590: ENERGYGUARD
Note on A1591: ENERGYGUARD
Note on A1592: ENERGYGUARD
Note on A1593: ENERGYGUARD
Note on A1594: ENERGYGUARD HD
Note on A1595: ENERGYGUARD HD
Note on A1596: ENERGYGUARD HD PLUS
Note on A1597: ENERGYGUARD HD PLUS
Note on A1598: ENERGYGUARD ULTRA
Note on A1599: ENERGYGUARD ULTRA
Note on A1600: ENERGYGUARD ULTRA
Note on A1601: ENERGYGUARD ULTRA
Note on A1602: ENERGYGUARD ULTRA
Note on A1603: ENERGYGUARD ULTRA
Note on A1604: ENERGYGUARD ULTRA
Note on A1605: ENERGYGUARD ULTRA
Note on A1606: ENERGYGUARD ULTRA
Note on A1607: ENERGYGUARD ULTRA
Note on A1608: ENERGYGUARD ULTRA
Note on A1609: ENERGYGUARD ULTRA
Note on A1610: ENERGYGUARD ULTRA
Note on A1611: ENERGYGUARD ULTRA
Note on A1612: ENERGYGUARD ULTRA
Note on A1613: ENERGYGUARD ULTRA
Note on A1614: ENERGYGUARD ULTRA
Note on A1615: ENERGYGUARD ULTRA
Note on A1616: ENERGYGUARD ULTRA
Note on A1617: ENERGYGUARD ULTRA
Note on A1618: ENERGYGUARD ULTRA
Note on A1619: ENERGYGUARD ULTRA
Note on A1620: ENERGYGUARD ULTRA
Note on A1621: ENERGYGUARD ULTRA
Note on A1622: ENERGYGUARD ULTRA
Note on A1623: ENERGYGUARD ULTRA
Note on A1624: ENERGYGUARD ULTRA
Note on A1625: ENERGYGUARD ULTRA
Note on A1626: ENERGYGUARD ULTRA
Note on A1627: ENERGYGUARD ULTRA
Note on A1628: ENERGYGUARD ULTRA
Note on A1629: ENERGYGUARD ULTRA
Note on A1630: ENERGYGUARD ULTRA
Note on A1631: ENERGYGUARD ULTRA
Note on A1632: ENERGYGUARD ULTRA
Note on A1633: ENERGYGUARD ULTRA
Note on A1634: ENERGYGUARD ULTRA
Note on A1635: ENERGYGUARD ULTRA
Note on A1636: ENERGYGUARD ULTRA
Note on A1637: ENERGYGUARD ULTRA
Note on A1638: ENERGYGUARD ULTRA
Note on A1639: ENERGYGUARD ULTRA
Note on A1640: ENERGYGUARD ULTRA
Note on A1641: ENERGYGUARD ULTRA
Note on A1642: ENERGYGUARD ULTRA
Note on A1643: ENERGYGUARD ULTRA
Note on A1644: ENERGYGUARD ULTRA
Note on A1645: ENERGYGUARD ULTRA
Note on A1646: ENERGYGUARD ULTRA
Note on A1647: ENERGYGUARD ULTRA
Note on A1648: ENERGYGUARD ULTRA
Note on A1649: ENERGYGUARD ULTRA
Note on A1650: ENERGYGUARD ULTRA
Note on A1651: ENERGYGUARD ULTRA
Note on A1652: ENERGYGUARD ULTRA
Note on A1653: ENERGYGUARD ULTRA
Note on A1654: ENERGYGUARD ULTRA
Note on A1655: ENERGYGUARD ULTRA
Note on A1656: ENERGYGUARD ULTRA
Note on A1657: ENERGYGUARD ULTRA
Note on A1658: ENERGYGUARD ULTRA
Note on A1659: ENERGYGUARD ULTRA
Note on A1660: ENERGYGUARD ULTRA
Note on A1661: ENERGYGUARD ULTRA
Note on A1662: ENERGYGUARD ULTRA
Note on A1663: ENERGYGUARD ULTRA
Note on A1664: ENERGYGUARD ULTRA
Note on A1665: ENERGYGUARD ULTRA
Note on A1666: ENERGYGUARD ULTRA
Note on A1667: ENERGYGUARD ULTRA
Note on A1668: ENERGYGUARD ULTRA
Note on A1669: ENERGYGUARD ULTRA
Note on A1670: ENERGYGUARD ULTRA
Note on A1671: ENERGYGUARD ULTRA
Note on A1672: ENERGYGUARD ULTRA
Note on A1673: ENERGYGUARD ULTRA
Note on A1674: ENERGYGUARD ULTRA
Note on A1675: ENERGYGUARD ULTRA
Note on A1684: COOL-VENT
Note on A1685: COOL-VENT
Note on A1686: COOL-VENT
Note on A1687: COOL-VENT
Note on A1688: COOL-VENT
Note on A1689: COOL-VENT
Note on A1690: COOL-VENT
Note on A1691: H-SHIELD-CG
Note on A1692: H-SHIELD-CG
Note on A1693: H-SHIELD-CG
Note on A1694: H-SHIELD-CG
Note on A1695: H-SHIELD-CG
Note on A1696: H-SHIELD-CG
Note on A1697: H-SHIELD HD-MA
Note on A1698: H-SHIELD HD COMPOSITE
Note on A1699: H-SHIELD HD COMPOSITE
Note on A1700: H-SHIELD HD
Note on A1701: H-SHIELD-NB
Note on A1702: H-SHIELD-NB
Note on A1703: H-SHIELD-NB
Note on A1704: H-SHIELD-NB
Note on A1705: H-SHIELD
Note on A1706: H-SHIELD
Note on A1707: H-SHIELD
Note on A1708: H-SHIELD
Note on A1709: H-SHIELD
Note on A1710: H-SHIELD
Note on A1711: H-SHIELD
Note on A1712: H-SHIELD
Note on A1713: XCI CLASS A PLUS
Note on A1714: XCI CLASS A PLUS
Note on A1715: XCI CLASS A PLUS
Note on A1716: XCI CLASS A
Note on A1717: XCI CLASS A
Note on A1718: XCI CLASS A
Note on A1719: XCI CLASS A
Note on A1720: XCI CLASS A
Note on A1721: XCI CLASS A
Note on A1722: XCI CG
Note on A1723: XCI CG
Note on A1724: XCI CG
Note on A1725: XCI CG
Note on A1726: XCI CG
Note on A1727: XCI CG
Note on A1728: XCI CG
Note on A1729: XCI CG
Note on A1730: XCI CG
Note on A1731: XCI CG
Note on A1732: XCI CG
Note on A1733: XCI FOIL
Note on A1734: XCI FOIL
Note on A1735: XCI FOIL
Note on A1736: XCI FOIL
Note on A1737: XCI FOIL
Note on A1738: XCI FOIL
Note on A1739: XCI FOIL
Note on A1740: XCI FOIL
Note on A1741: XCI FOIL
Note on A1742: XCI FOIL
Note on A1743: XCI FOIL
Note on A1744: XCI CG CLASS A
Note on A1745: XCI CG CLASS A
Note on A1746: XCI CG CLASS A
Note on A1747: XCI CG CLASS A
Note on A1748: XCI CG CLASS A
Note on A1749: XCI CG CLASS A
Note on A1750: XCI CG CLASS A
Note on A1751: XCI 286
Note on A1752: XCI 286
Note on A1753: XCI 286
Note on A1754: XCI 286
Note on A1755: XCI 286
Note on A1756: XCI 286
Note on A1757: XCI 286
Note on A1758: XCI 286
Note on A1759: XCI 286
Note on A1760: XCI 286
Note on A1761: XCI NB
Note on A1762: XCI NB
Note on A1763: XCI NB
Note on A1764: XCI NB
Note on A1765: XCI NB
Note on A1766: XCI NB
Note on A1767: XCI NB
Note on A1768: XCI PLY
Note on A1769: XCI PLY
Note on A1770: XCI PLY
Note on A1771: XCI PLY
Note on A1772: XCI PLY
Note on A1773: XCI PLY
Note on A1774: XCI PLY
Note on A1775: XCI PLY
Note on A1776: XCI PLY
Note on A1777: XCI PLY
Note on A1778: XCI PLY
Note on A1779: XCI PLY
Note on A1780: XCI PLY
Note on A1781: XCI PLY CLASS A
Note on A1782: XCI PLY CLASS A
Note on A1783: XCI PLY CLASS A
Note on A1784: XCI PLY CLASS A
Note on A1785: XCI PLY CLASS A
Note on A1786: XCI PLY CLASS A
Note on A1787: XCI PLY CLASS A
Note on A1788: XCI PLY CLASS A
Note on A1789: XCI PLY CLASS A
Note on A1790: XCI PLY CLASS A
Note on A1791: XCI PLY CLASS A
Note on A1792: XCI PLY CLASS A
Note on A1793: XCI PLY CLASS A
Note on A1805: JOHNS MANVILLE
Note on A1806: JOHNS MANVILLE
Note on A1807: JOHNS MANVILLE
Note on A1808: JOHNS MANVILLE
Note on A1809: JOHNS MANVILLE
Note on A1810: JOHNS MANVILLE
Note on A1811: JOHNS MANVILLE
Note on A1812: JOHNS MANVILLE
Note on A1813: JOHNS MANVILLE
Note on A1814: JOHNS MANVILLE
Note on A1815: JOHNS MANVILLE
Note on A1816: JOHNS MANVILLE
Note on A1817: JOHNS MANVILLE
Note on A1818: JOHNS MANVILLE
Note on A1819: JOHNS MANVILLE
Note on A1820: JOHNS MANVILLE
Note on A1821: JOHNS MANVILLE
Note on A1822: JOHNS MANVILLE
Note on A1823: JOHNS MANVILLE
Note on A1824: JOHNS MANVILLE
Note on A1825: JOHNS MANVILLE
Note on A1826: JOHNS MANVILLE
Note on A1827: JOHNS MANVILLE
Note on A1828: JOHNS MANVILLE
Note on A1829: JOHNS MANVILLE
Note on A1830: JOHNS MANVILLE
Note on A1831: JOHNS MANVILLE
Note on A1832: JOHNS MANVILLE
Note on A1833: JOHNS MANVILLE
Note on A1834: JOHNS MANVILLE
Note on A1835: JOHNS MANVILLE
Note on A1836: JOHNS MANVILLE
Note on A1837: JOHNS MANVILLE
Note on A1838: JOHNS MANVILLE
Note on A1839: JOHNS MANVILLE
Note on A1840: JOHNS MANVILLE
Note on A1841: JOHNS MANVILLE
Note on A1842: JOHNS MANVILLE
Note on A1843: JOHNS MANVILLE
Note on A1844: JOHNS MANVILLE
Note on A1845: JOHNS MANVILLE
Note on A1846: JOHNS MANVILLE
Note on A1847: JOHNS MANVILLE
Note on A1848: JOHNS MANVILLE
Note on A1849: JOHNS MANVILLE
Note on A1850: JOHNS MANVILLE
Note on A1851: JOHNS MANVILLE
Note on A1852: JOHNS MANVILLE
Note on A1853: JOHNS MANVILLE
Note on A1854: JOHNS MANVILLE
Note on A1855: JOHNS MANVILLE
Note on A1856: JOHNS MANVILLE
Note on A1857: JOHNS MANVILLE
Note on A1858: JOHNS MANVILLE
Note on A1859: JOHNS MANVILLE
Note on A1860: JOHNS MANVILLE
Note on A1861: JOHNS MANVILLE
Note on A1862: JOHNS MANVILLE
Note on A1863: JOHNS MANVILLE
Note on A1864: JOHNS MANVILLE
Note on A1865: JOHNS MANVILLE
Note on A1866: JOHNS MANVILLE
Note on A1867: JOHNS MANVILLE
Note on A1868: JOHNS MANVILLE
Note on A1869: JOHNS MANVILLE
Note on A1870: JOHNS MANVILLE
Note on A1871: JOHNS MANVILLE
Note on A1872: JOHNS MANVILLE
Note on A1873: JOHNS MANVILLE
Note on A1874: JOHNS MANVILLE
Note on A1875: JOHNS MANVILLE
Note on A1876: JOHNS MANVILLE
Note on A1877: JOHNS MANVILLE
Note on A1878: JOHNS MANVILLE
Note on A1879: JOHNS MANVILLE
Note on A1880: JOHNS MANVILLE
Note on A1881: JOHNS MANVILLE
Note on A1882: JOHNS MANVILLE
Note on A1883: JOHNS MANVILLE
Note on A1884: JOHNS MANVILLE
Note on A1885: JOHNS MANVILLE
Note on A1886: JOHNS MANVILLE
Note on A1887: JOHNS MANVILLE
Note on A1888: JOHNS MANVILLE
Note on A1889: JOHNS MANVILLE
Note on A1890: JOHNS MANVILLE
Note on A1891: JOHNS MANVILLE
Note on A1892: JOHNS MANVILLE
Note on A1893: JOHNS MANVILLE
Note on A1894: JOHNS MANVILLE
Note on A1895: JOHNS MANVILLE
Note on A1896: JOHNS MANVILLE
Note on A1897: JOHNS MANVILLE
Note on A1898: JOHNS MANVILLE
Note on A1899: JOHNS MANVILLE
Note on A1900: JOHNS MANVILLE
Note on A1901: JOHNS MANVILLE
Note on A1902: JOHNS MANVILLE
Note on A1903: JOHNS MANVILLE
Note on A1904: JOHNS MANVILLE
Note on A1905: JOHNS MANVILLE
Note on A1906: JOHNS MANVILLE
Note on A1907: JOHNS MANVILLE
Note on A1908: JOHNS MANVILLE
Note on A1909: JOHNS MANVILLE
Note on A1910: JOHNS MANVILLE
Note on A1911: JOHNS MANVILLE
Note on A1912: JOHNS MANVILLE
Note on A1913: JOHNS MANVILLE
Note on A1914: JOHNS MANVILLE
Note on A1915: JOHNS MANVILLE
Note on A1916: JOHNS MANVILLE
Note on A1917: JOHNS MANVILLE
Note on A1918: JOHNS MANVILLE
Note on A1919: JOHNS MANVILLE
Note on A1920: JOHNS MANVILLE
Note on A1921: JOHNS MANVILLE
Note on A1922: JOHNS MANVILLE
Note on A1923: JOHNS MANVILLE
Note on A1924: JOHNS MANVILLE
Note on A1925: JOHNS MANVILLE
Note on A1926: JOHNS MANVILLE
Note on A1927: JOHNS MANVILLE
Note on A1928: JOHNS MANVILLE
Note on A1929: JOHNS MANVILLE
Note on A1930: JOHNS MANVILLE
Note on A1931: JOHNS MANVILLE
Note on A1932: JOHNS MANVILLE
Note on A1933: JOHNS MANVILLE
Note on A1934: JOHNS MANVILLE
Note on A1935: JOHNS MANVILLE
Note on A1936: JOHNS MANVILLE
Note on A1937: JOHNS MANVILLE
Note on A1938: JOHNS MANVILLE
Note on A1939: JOHNS MANVILLE
Note on A1940: JOHNS MANVILLE
Note on A1941: JOHNS MANVILLE
Note on A1942: JOHNS MANVILLE
Note on A1943: JOHNS MANVILLE
Note on A1944: JOHNS MANVILLE
Note on A1945: JOHNS MANVILLE
Note on A1946: JOHNS MANVILLE
Note on A1947: JOHNS MANVILLE
Note on A1948: JOHNS MANVILLE
Note on A1949: JOHNS MANVILLE
Note on A1950: JOHNS MANVILLE
Note on A1951: JOHNS MANVILLE
Note on A1952: JOHNS MANVILLE
Note on A1953: JOHNS MANVILLE
Note on A1954: JOHNS MANVILLE
Note on A1955: JOHNS MANVILLE
Note on A1956: JOHNS MANVILLE
Note on A1957: JOHNS MANVILLE
Note on A1958: JOHNS MANVILLE
Note on A1959: JOHNS MANVILLE
Note on A1960: JOHNS MANVILLE
Note on A1961: JOHNS MANVILLE
Note on A1962: JOHNS MANVILLE
Note on A1963: JOHNS MANVILLE
Note on A1964: JOHNS MANVILLE
Note on A1965: JOHNS MANVILLE
Note on A1966: JOHNS MANVILLE
Note on A1967: JOHNS MANVILLE
Note on A1968: JOHNS MANVILLE
Note on A1969: JOHNS MANVILLE
Note on A1970: JOHNS MANVILLE
Note on A1971: JOHNS MANVILLE
Note on A1972: JOHNS MANVILLE
Note on A1973: JOHNS MANVILLE
Note on A1974: JOHNS MANVILLE
Note on A1975: JOHNS MANVILLE
Note on A1976: JOHNS MANVILLE
Note on A1977: JOHNS MANVILLE
Note on A1978: JOHNS MANVILLE
Note on A1979: JOHNS MANVILLE
Note on A1980: JOHNS MANVILLE
Note on A1981: JOHNS MANVILLE
Note on A1982: JOHNS MANVILLE
Note on A1983: JOHNS MANVILLE
Note on A1984: JOHNS MANVILLE
Note on A1985: JOHNS MANVILLE
Note on A1986: JOHNS MANVILLE
Note on A1987: JOHNS MANVILLE
Note on A1988: JOHNS MANVILLE
Note on A1989: JOHNS MANVILLE
Note on A1990: JOHNS MANVILLE
Note on A1991: JOHNS MANVILLE
Note on A1992: JOHNS MANVILLE
Note on A1993: JOHNS MANVILLE
Note on A1994: JOHNS MANVILLE
Note on A1995: JOHNS MANVILLE
Note on A1996: JOHNS MANVILLE
Note on A1997: JOHNS MANVILLE
Note on A1998: JOHNS MANVILLE
Note on A1999: JOHNS MANVILLE
Note on A2000: JOHNS MANVILLE
Note on A2001: JOHNS MANVILLE
Note on A2002: JOHNS MANVILLE
Note on A2003: JOHNS MANVILLE
Note on A2004: JOHNS MANVILLE
Note on A2005: JOHNS MANVILLE
Note on A2006: JOHNS MANVILLE
Note on A2007: JOHNS MANVILLE
Note on A2008: JOHNS MANVILLE
Note on A2009: JOHNS MANVILLE
Note on A2010: JOHNS MANVILLE
Note on A2011: JOHNS MANVILLE
Note on A2012: JOHNS MANVILLE
Note on A2013: JOHNS MANVILLE
Note on A2014: JOHNS MANVILLE
Note on A2015: JOHNS MANVILLE
Note on A2016: JOHNS MANVILLE
Note on A2017: JOHNS MANVILLE
Note on A2018: JOHNS MANVILLE
Note on A2019: JOHNS MANVILLE
Note on A2020: JOHNS MANVILLE
Note on A2021: JOHNS MANVILLE
Note on A2022: JOHNS MANVILLE
Note on A2023: JOHNS MANVILLE
Note on A2024: JOHNS MANVILLE
Note on A2025: JOHNS MANVILLE
Note on A2026: JOHNS MANVILLE
Note on A2027: JOHNS MANVILLE
Note on A2028: JOHNS MANVILLE
Note on A2029: JOHNS MANVILLE
Note on A2030: JOHNS MANVILLE
Note on A2031: JOHNS MANVILLE
Note on A2032: JOHNS MANVILLE
Note on A2033: JOHNS MANVILLE
Note on A2034: JOHNS MANVILLE
Note on A2035: JOHNS MANVILLE
Note on A2036: JOHNS MANVILLE
Note on A2037: JOHNS MANVILLE
Note on A2038: JOHNS MANVILLE
Note on A2039: JOHNS MANVILLE
Note on A2040: JOHNS MANVILLE
Note on A2041: JOHNS MANVILLE
Note on A2042: JOHNS MANVILLE
Note on A2043: JOHNS MANVILLE
Note on A2044: JOHNS MANVILLE
Note on A2045: JOHNS MANVILLE
Note on A2046: JOHNS MANVILLE
Note on A2047: JOHNS MANVILLE
Note on A2048: JOHNS MANVILLE
Note on A2049: JOHNS MANVILLE
Note on A2050: JOHNS MANVILLE
Note on A2051: JOHNS MANVILLE
Note on A2052: JOHNS MANVILLE
Note on A2053: JOHNS MANVILLE
Note on A2054: JOHNS MANVILLE
Note on A2055: JOHNS MANVILLE
Note on A2056: JOHNS MANVILLE
Note on A2057: JOHNS MANVILLE
Note on A2058: JOHNS MANVILLE
Note on A2059: JOHNS MANVILLE
Note on A2060: JOHNS MANVILLE
Note on A2061: JOHNS MANVILLE
Note on A2062: JOHNS MANVILLE
Note on A2063: JOHNS MANVILLE
Note on A2064: JOHNS MANVILLE
Note on A2065: JOHNS MANVILLE
Note on A2066: JOHNS MANVILLE
Note on A2067: JOHNS MANVILLE
Note on A2068: JOHNS MANVILLE
Note on A2069: JOHNS MANVILLE
Note on A2070: JOHNS MANVILLE
Note on A2071: JOHNS MANVILLE
Note on A2072: JOHNS MANVILLE
Note on A2073: JOHNS MANVILLE
Note on A2074: JOHNS MANVILLE
Note on A2075: JOHNS MANVILLE
Note on A2076: JOHNS MANVILLE
Note on A2077: JOHNS MANVILLE
Note on A2078: JOHNS MANVILLE
Note on A2079: JOHNS MANVILLE
Note on A2080: JOHNS MANVILLE
Note on A2081: JOHNS MANVILLE
Note on A2082: JOHNS MANVILLE
Note on A2083: JOHNS MANVILLE
Note on A2084: JOHNS MANVILLE
Note on A2085: JOHNS MANVILLE
Note on A2086: JOHNS MANVILLE
Note on A2087: JOHNS MANVILLE
Note on A2088: JOHNS MANVILLE
Note on A2089: JOHNS MANVILLE
Note on A2090: JOHNS MANVILLE
Note on A2091: JOHNS MANVILLE
Note on A2092: JOHNS MANVILLE
Note on A2093: JOHNS MANVILLE
Note on A2094: JOHNS MANVILLE
Note on A2095: JOHNS MANVILLE
Note on A2096: JOHNS MANVILLE
Note on A2097: JOHNS MANVILLE
Note on A2098: JOHNS MANVILLE
Note on A2099: JOHNS MANVILLE
Note on A2100: JOHNS MANVILLE
Note on A2101: JOHNS MANVILLE
Note on A2102: JOHNS MANVILLE
Note on A2103: JOHNS MANVILLE
Note on A2104: JOHNS MANVILLE
Note on A2105: JOHNS MANVILLE
Note on A2106: JOHNS MANVILLE
Note on A2107: JOHNS MANVILLE
Note on A2108: JOHNS MANVILLE
Note on A2109: JOHNS MANVILLE
Note on A2110: JOHNS MANVILLE
Note on A2111: JOHNS MANVILLE
Note on A2112: JOHNS MANVILLE
Note on A2113: JOHNS MANVILLE
Note on A2114: JOHNS MANVILLE
Note on A2115: JOHNS MANVILLE
Note on A2116: JOHNS MANVILLE
Note on A2117: JOHNS MANVILLE
Note on A2118: JOHNS MANVILLE
Note on A2119: JOHNS MANVILLE
Note on A2120: JOHNS MANVILLE
Note on A2121: JOHNS MANVILLE
Note on A2122: JOHNS MANVILLE
Note on A2123: JOHNS MANVILLE
Note on A2124: JOHNS MANVILLE
Note on A2125: JOHNS MANVILLE
Note on A2126: JOHNS MANVILLE
Note on A2127: JOHNS MANVILLE
Note on A2128: JOHNS MANVILLE
Note on A2129: JOHNS MANVILLE
Note on A2130: JOHNS MANVILLE
Note on A2131: JOHNS MANVILLE
Note on A2132: JOHNS MANVILLE
Note on A2133: JOHNS MANVILLE
Note on A2134: JOHNS MANVILLE
Note on A2135: JOHNS MANVILLE
Note on A2136: JOHNS MANVILLE
Note on A2137: JOHNS MANVILLE
Note on A2138: JOHNS MANVILLE
Note on A2139: JOHNS MANVILLE
Note on A2140: JOHNS MANVILLE
Note on A2141: JOHNS MANVILLE
Note on A2142: JOHNS MANVILLE
Note on A2143: JOHNS MANVILLE
Note on A2144: JOHNS MANVILLE
Note on A2145: JOHNS MANVILLE
Note on A2146: JOHNS MANVILLE
Note on A2147: JOHNS MANVILLE
Note on A2148: JOHNS MANVILLE
Note on A2149: JOHNS MANVILLE
Note on A2150: JOHNS MANVILLE
Note on A2151: JOHNS MANVILLE
Note on A2152: JOHNS MANVILLE
Note on A2153: JOHNS MANVILLE
Note on A2154: JOHNS MANVILLE
Note on A2155: JOHNS MANVILLE
Note on A2156: JOHNS MANVILLE
Note on A2157: JOHNS MANVILLE
Note on A2158: JOHNS MANVILLE
Note on A2159: JOHNS MANVILLE
Note on A2160: JOHNS MANVILLE
Note on A2161: JOHNS MANVILLE
Note on A2162: JOHNS MANVILLE
Note on A2163: JOHNS MANVILLE
Note on A2164: JOHNS MANVILLE
Note on A2165: JOHNS MANVILLE
Note on A2166: JOHNS MANVILLE
Note on A2167: JOHNS MANVILLE
Note on A2168: JOHNS MANVILLE
Note on A2169: JOHNS MANVILLE
Note on A2170: JOHNS MANVILLE
Note on A2171: JOHNS MANVILLE
Note on A2172: JOHNS MANVILLE
Note on A2173: JOHNS MANVILLE
Note on A2174: JOHNS MANVILLE
Note on A2175: JOHNS MANVILLE
Note on A2176: JOHNS MANVILLE
Note on A2177: JOHNS MANVILLE
Note on A2178: JOHNS MANVILLE
Note on A2179: JOHNS MANVILLE
Note on A2180: JOHNS MANVILLE
Note on A2181: JOHNS MANVILLE
Note on A2182: JOHNS MANVILLE
Note on A2183: JOHNS MANVILLE
Note on A2184: JOHNS MANVILLE
Note on A2185: JOHNS MANVILLE
Note on A2186: JOHNS MANVILLE
Note on A2187: JOHNS MANVILLE
Note on A2188: JOHNS MANVILLE
Note on A2189: JOHNS MANVILLE
Note on A2190: JOHNS MANVILLE
Note on A2191: JOHNS MANVILLE
Note on A2192: JOHNS MANVILLE
Note on A2193: JOHNS MANVILLE
Note on A2194: JOHNS MANVILLE
Note on A2195: JOHNS MANVILLE
Note on A2196: JOHNS MANVILLE
Note on A2197: JOHNS MANVILLE
Note on A2198: JOHNS MANVILLE
Note on A2199: JOHNS MANVILLE
Note on A2200: JOHNS MANVILLE
Note on A2201: JOHNS MANVILLE
Note on A2202: JOHNS MANVILLE
Note on A2203: JOHNS MANVILLE
Note on A2204: JOHNS MANVILLE
Note on A2205: JOHNS MANVILLE
Note on A2206: JOHNS MANVILLE
Note on A2207: JOHNS MANVILLE
Note on A2208: JOHNS MANVILLE
Note on A2209: JOHNS MANVILLE
Note on A2210: JOHNS MANVILLE
Note on A2211: JOHNS MANVILLE
Note on A2212: JOHNS MANVILLE
Note on A2213: JOHNS MANVILLE
Note on A2214: JOHNS MANVILLE
Note on A2215: JOHNS MANVILLE
Note on A2216: JOHNS MANVILLE
Note on A2217: JOHNS MANVILLE
Note on A2218: JOHNS MANVILLE
Note on A2219: JOHNS MANVILLE
Note on A2220: JOHNS MANVILLE
Note on A2221: JOHNS MANVILLE
Note on A2222: JOHNS MANVILLE
Note on A2223: JOHNS MANVILLE
Note on A2224: JOHNS MANVILLE
Note on A2225: JOHNS MANVILLE
Note on A2226: JOHNS MANVILLE
Note on A2227: JOHNS MANVILLE
Note on A2228: JOHNS MANVILLE
Note on A2229: JOHNS MANVILLE
Note on A2230: JOHNS MANVILLE
Note on A2231: JOHNS MANVILLE
Note on A2232: JOHNS MANVILLE
Note on A2233: JOHNS MANVILLE
Note on A2234: JOHNS MANVILLE
Note on A2235: JOHNS MANVILLE
Note on A2236: JOHNS MANVILLE
Note on A2237: JOHNS MANVILLE
Note on A2238: JOHNS MANVILLE
Note on A2239: JOHNS MANVILLE
Note on A2240: JOHNS MANVILLE
Note on A2241: JOHNS MANVILLE
Note on A2242: JOHNS MANVILLE
Note on A2243: JOHNS MANVILLE
Note on A2244: JOHNS MANVILLE
Note on A2245: JOHNS MANVILLE
Note on A2246: JOHNS MANVILLE
Note on A2247: JOHNS MANVILLE
Note on A2248: JOHNS MANVILLE
Note on A2249: JOHNS MANVILLE
Note on A2250: JOHNS MANVILLE
Note on A2251: JOHNS MANVILLE
Note on A2252: JOHNS MANVILLE
Note on A2253: JOHNS MANVILLE
Note on A2254: JOHNS MANVILLE
Note on A2255: JOHNS MANVILLE
Note on A2256: JOHNS MANVILLE
Note on A2257: JOHNS MANVILLE
Note on A2258: JOHNS MANVILLE
Note on A2259: JOHNS MANVILLE
Note on A2260: JOHNS MANVILLE
Note on A2261: JOHNS MANVILLE
Note on A2262: JOHNS MANVILLE
Note on A2263: JOHNS MANVILLE
Note on A2264: JOHNS MANVILLE
Note on A2265: JOHNS MANVILLE
Note on A2266: JOHNS MANVILLE
Note on A2267: JOHNS MANVILLE
Note on A2268: JOHNS MANVILLE
Note on A2269: JOHNS MANVILLE
Note on A2270: JOHNS MANVILLE
Note on A2271: JOHNS MANVILLE
Note on A2272: JOHNS MANVILLE
Note on A2273: JOHNS MANVILLE
Note on A2274: JOHNS MANVILLE
Note on A2275: JOHNS MANVILLE
Note on A2276: JOHNS MANVILLE
Note on A2277: JOHNS MANVILLE
Note on A2278: JOHNS MANVILLE
Note on A2279: JOHNS MANVILLE
Note on A2280: JOHNS MANVILLE
Note on A2281: JOHNS MANVILLE
Note on A2282: JOHNS MANVILLE
Note on A2283: JOHNS MANVILLE
Note on A2284: JOHNS MANVILLE
Note on A2285: JOHNS MANVILLE
Note on A2286: JOHNS MANVILLE
Note on A2287: JOHNS MANVILLE
Note on A2288: JOHNS MANVILLE
Note on A2289: JOHNS MANVILLE
Note on A2290: JOHNS MANVILLE
Note on A2291: JOHNS MANVILLE
Note on A2292: JOHNS MANVILLE
Note on A2293: JOHNS MANVILLE
Note on A2294: JOHNS MANVILLE
Note on A2295: JOHNS MANVILLE
Note on A2296: JOHNS MANVILLE
Note on A2297: JOHNS MANVILLE
Note on A2298: JOHNS MANVILLE
Note on A2299: JOHNS MANVILLE
Note on A2300: JOHNS MANVILLE
Note on A2301: JOHNS MANVILLE
Note on A2302: JOHNS MANVILLE
Note on A2303: JOHNS MANVILLE
Note on A2304: JOHNS MANVILLE
Note on A2305: JOHNS MANVILLE
Note on A2306: JOHNS MANVILLE
Note on A2307: JOHNS MANVILLE
Note on A2308: JOHNS MANVILLE
Note on A2309: JOHNS MANVILLE
Note on A2310: JOHNS MANVILLE
Note on A2311: JOHNS MANVILLE
Note on A2312: JOHNS MANVILLE
Note on A2313: JOHNS MANVILLE
Note on A2314: JOHNS MANVILLE
Note on A2315: JOHNS MANVILLE
Note on A2316: JOHNS MANVILLE
Note on A2317: JOHNS MANVILLE
Note on A2318: JOHNS MANVILLE
Note on A2319: JOHNS MANVILLE
Note on A2320: JOHNS MANVILLE
Note on A2321: JOHNS MANVILLE
Note on A2322: JOHNS MANVILLE
Note on A2323: JOHNS MANVILLE
Note on A2324: JOHNS MANVILLE
Note on A2325: JOHNS MANVILLE
Note on A2326: JOHNS MANVILLE
Note on A2327: JOHNS MANVILLE
Note on A2328: JOHNS MANVILLE
Note on A2329: JOHNS MANVILLE
Note on A2330: JOHNS MANVILLE
Note on A2331: JOHNS MANVILLE
Note on A2332: JOHNS MANVILLE
Note on A2333: JOHNS MANVILLE
Note on A2334: JOHNS MANVILLE
Note on A2335: JOHNS MANVILLE
Note on A2336: JOHNS MANVILLE
Note on A2337: JOHNS MANVILLE
Note on A2338: JOHNS MANVILLE
Note on A2339: JOHNS MANVILLE
Note on A2340: JOHNS MANVILLE
Note on A2341: JOHNS MANVILLE
Note on A2342: JOHNS MANVILLE
Note on A2343: JOHNS MANVILLE
Note on A2344: JOHNS MANVILLE
Note on A2345: JOHNS MANVILLE
Note on A2346: JOHNS MANVILLE
Note on A2347: JOHNS MANVILLE
Note on A2348: JOHNS MANVILLE
Note on A2349: JOHNS MANVILLE
Note on A2350: JOHNS MANVILLE
Note on A2351: JOHNS MANVILLE
Note on A2352: JOHNS MANVILLE
Note on A2353: JOHNS MANVILLE
Note on A2354: JOHNS MANVILLE
Note on A2355: JOHNS MANVILLE
Note on A2356: JOHNS MANVILLE
Note on A2357: JOHNS MANVILLE
Note on A2358: JOHNS MANVILLE
Note on A2359: JOHNS MANVILLE
Note on A2360: JOHNS MANVILLE
Note on A2361: JOHNS MANVILLE
Note on A2362: JOHNS MANVILLE
Note on A2363: JOHNS MANVILLE
Note on A2364: JOHNS MANVILLE
Note on A2365: JOHNS MANVILLE
Note on A2366: JOHNS MANVILLE
Note on A2367: JOHNS MANVILLE
Note on A2368: JOHNS MANVILLE
Note on A2369: JOHNS MANVILLE
Note on A2370: JOHNS MANVILLE
Note on A2371: JOHNS MANVILLE
Note on A2372: JOHNS MANVILLE
Note on A2373: JOHNS MANVILLE
Note on A2374: JOHNS MANVILLE
Note on A2375: JOHNS MANVILLE
Note on A2376: JOHNS MANVILLE
Note on A2377: JOHNS MANVILLE
Note on A2378: JOHNS MANVILLE
Note on A2379: JOHNS MANVILLE
Note on A2380: JOHNS MANVILLE
Note on A2381: JOHNS MANVILLE
Note on A2382: JOHNS MANVILLE
Note on A2383: JOHNS MANVILLE
Note on A2384: JOHNS MANVILLE
Note on A2385: JOHNS MANVILLE
Note on A2386: JOHNS MANVILLE
Note on A2387: JOHNS MANVILLE
Note on A2388: JOHNS MANVILLE
Note on A2389: JOHNS MANVILLE
Note on A2390: JOHNS MANVILLE
Note on A2391: JOHNS MANVILLE
Note on A2392: JOHNS MANVILLE
Note on A2393: JOHNS MANVILLE
Note on A2394: JOHNS MANVILLE
Note on A2395: JOHNS MANVILLE
Note on A2404: ISO-C1
Note on A2405: ISO-C1
Note on A2412: POLYTHERM
Note on A2413: POLYTHERM
Note on A2414: POLYTHERM
Note on A2415: POLYTHERM
Note on A2416: POLYTHERM
Note on A2417: POLYTHERM
Note on A2418: POLYTHERM
Note on A2419: POLYTHERM G
Note on A2420: POLYTHERM G
Note on A2421: POLYTHERM G
Note on A2422: POLYTHERM G
Note on A2423: POLYTHERM G
Note on A2424: POLYTHERM G
Note on A2425: POLYTHERM G
Note on A2426: POLYTHERM H
Note on A2427: POLYTHERM H
Note on A2428: POLYTHERM H
Note on A2429: POLYTHERM H
Note on A2430: POLYTHERM H
Note on A2431: POLYTHERM H
Note on A2432: POLYTHERM H
Note on A2441: ECOMAXCI FR AB
Note on A2442: ECOMAXCI FR AB
Note on A2443: ECOMAXCI FR AB
Note on A2444: ECOMAXCI FR AB
Note on A2445: ECOMAXCI FR AB
Note on A2446: ECOMAXCI FR AB
Note on A2447: CONCRETE CORE-CGF
Note on A2448: CONCRETE CORE-CGF
Note on A2449: CONCRETE CORE-CGF
Note on A2450: CONCRETE CORE-CGF
Note on A2451: CONCRETE CORE-CGF
Note on A2452: CONCRETE CORE-CGF
Note on A2453: CONCRETE CORE-CGF
Note on A2454: CONCRETE CORE-CGF
Note on A2455: CONCRETE CORE-CGF
Note on A2456: DURASHEATH-3
Note on A2457: DURASHEATH-3
Note on A2458: DURASHEATH-3
Note on A2459: DURASHEATH-3
Note on A2460: DURASHEATH-3
Note on A2461: DURASHEATH-3
Note on A2462: DURASHEATH-3
Note on A2463: DURASHEATH-3
Note on A2464: DURASHEATH-3
Note on A2465: DURASHEATH-3
Note on A2466: DURASHEATH-3
Note on A2467: ECOMAXCI
Note on A2468: ECOMAXCI
Note on A2469: ECOMAXCI
Note on A2470: ECOMAXCI
Note on A2471: ECOMAXCI
Note on A2472: ECOMAXCI
Note on A2473: ECOMAXCI PLY
Note on B2473: with 5/8-in FRTP
Note on A2474: ECOMAXCI PLY
Note on B2474: with 5/8-in FRTP
Note on A2475: ECOMAXCI PLY
Note on B2475: with 5/8-in FRTP
Note on A2476: ECOMAXCI PLY
Note on B2476: with 5/8-in FRTP
Note on A2477: ECOMAXCI PLY
Note on B2477: with 5/8-in FRTP
Note on A2478: ECOMAXCI PLY
Note on B2478: with 5/8-in FRTP
Note on A2479: ECOMAXCI PLY
Note on B2479: with 5/8-in FRTP
Note on A2480: ECOMAXCI PLY
Note on B2480: with 5/8-in FRTP
Note on A2481: ECOMAXCI PLY
Note on B2481: with 3/4-in FRTP
Note on A2482: ECOMAXCI PLY
Note on B2482: with 3/4-in FRTP
Note on A2483: ECOMAXCI PLY
Note on B2483: with 3/4-in FRTP
Note on A2484: ECOMAXCI PLY
Note on B2484: with 3/4-in FRTP
Note on A2485: ECOMAXCI PLY
Note on B2485: with 3/4-in FRTP
Note on A2486: ECOMAXCI PLY
Note on B2486: with 3/4-in FRTP
Note on A2487: ECOMAXCI PLY
Note on B2487: with 3/4-in FRTP
Note on A2488: ECOMAXCI PLY
Note on B2488: with 3/4-in FRTP
Note on A2489: EVOMAXCI
Note on A2490: EVOMAXCI
Note on A2491: EVOMAXCI
Note on A2492: EVOMAXCI
Note on A2493: EVOMAXCI
Note on A2494: EVOMAXCI
Note on A2495: ECOMAXCI FR
Note on A2496: ECOMAXCI FR
Note on A2497: ECOMAXCI FR
Note on A2498: ECOMAXCI FR
Note on A2499: ECOMAXCI FR
Note on A2500: ECOMAXCI FR
Note on A2501: ECOMAXCI FR
Note on A2502: ECOMAXCI FR
Note on A2503: ECOMAXCI FR
Note on A2504: ECOMAXCI FR
Note on A2505: ECOMAXCI FR
Note on A2506: ECOMAXCI FR
Note on A2507: ECOMAXCI FR
Note on A2508: ECOMAXCI FR
Note on A2509: ECOMAXCI FR PLY
Note on B2509: with 5/8-in FRTP
Note on A2510: ECOMAXCI FR PLY
Note on B2510: with 5/8-in FRTP
Note on A2511: ECOMAXCI FR PLY
Note on B2511: with 5/8-in FRTP
Note on A2512: ECOMAXCI FR PLY
Note on B2512: with 5/8-in FRTP
Note on A2513: ECOMAXCI FR PLY
Note on B2513: with 5/8-in FRTP
Note on A2514: ECOMAXCI FR PLY
Note on B2514: with 5/8-in FRTP
Note on A2515: ECOMAXCI FR PLY
Note on B2515: with 5/8-in FRTP
Note on A2516: ECOMAXCI FR PLY
Note on B2516: with 5/8-in FRTP
Note on A2517: ECOMAXCI FR PLY
Note on B2517: with 3/4-in FRTP
Note on A2518: ECOMAXCI FR PLY
Note on B2518: with 3/4-in FRTP
Note on A2519: ECOMAXCI FR PLY
Note on B2519: with 3/4-in FRTP
Note on A2520: ECOMAXCI FR PLY
Note on B2520: with 3/4-in FRTP
Note on A2521: ECOMAXCI FR PLY
Note on B2521: with 3/4-in FRTP
Note on A2522: ECOMAXCI FR PLY
Note on B2522: with 3/4-in FRTP
Note on A2523: ECOMAXCI FR PLY
Note on B2523: with 3/4-in FRTP
Note on A2524: ECOMAXCI FR PLY
Note on B2524: with 3/4-in FRTP
Note on A2525: ECOMAXCI FR WHITE
Note on A2526: ECOMAXCI FR WHITE
Note on A2527: ECOMAXCI FR WHITE
Note on A2528: ECOMAXCI FR WHITE
Note on A2529: ECOMAXCI FR WHITE
Note on A2530: ECOMAXCI FR WHITE
Note on A2531: ECOMAXCI FR WHITE
Note on A2532: ECOMAXCI FR WHITE
Note on A2533: ECOMAXCI FR WHITE
Note on A2534: ECOMAXCI FR WHITE
Note on A2535: MULTI-MAX FA-3
Note on A2536: MULTI-MAX FA-3
Note on A2537: MULTI-MAX FA-3
Note on A2538: MULTI-MAX FA-3
Note on A2539: MULTI-MAX FA-3
Note on A2540: MULTI-MAX FA-3
Note on A2541: MULTI-MAX FA-3
Note on A2542: MULTI-MAX FA-3
Note on A2543: MULTI-MAX FA-3
Note on A2544: MULTI-MAX FA-3
Note on A2545: MULTI-MAX FA-3
Note on A2546: MULTI-MAX FA-3
Note on A2547: MULTI-MAX FA-3
Note on A2548: MULTI-MAX FA-3
Note on A2549: MULTI-MAX HD
Note on A2550: MULTI-MAX HD
Note on A2551: MULTI-MAX HD
Note on A2552: MULTI-MAX HD
Note on A2553: MULTI-MAX HD
Note on A2554: MULTI-MAX HD
Note on A2555: MULTI-MAX HD
Note on A2556: MULTI-MAX HD
Note on A2557: MULTI-MAX HD
Note on A2558: MULTI-MAX HD
Note on A2559: MULTI-MAX HD
Note on A2560: MULTI-MAX HD
Note on A2561: MULTI-MAX HD
Note on A2562: MULTI-MAX HD
Note on A2563: MULTI-MAX-3
Note on A2564: MULTI-MAX-3
Note on A2565: MULTI-MAX-3
Note on A2566: MULTI-MAX-3
Note on A2567: MULTI-MAX-3
Note on A2568: MULTI-MAX-3
Note on A2569: MULTI-MAX-3
Note on A2570: MULTI-MAX-3
Note on A2571: MULTI-MAX-3
Note on A2572: NAILABLE BASE-3
Note on A2573: NAILABLE BASE-3
Note on A2574: NAILABLE BASE-3
Note on A2575: NAILABLE BASE-3
Note on A2576: NAILABLE BASE-3
Note on A2577: NAILABLE BASE-3
Note on A2578: NAILABLE BASE-3
Note on A2579: NAILABLE BASE-3
Note on A2580: NAILABLE BASE-3
Note on A2581: NAILABLE BASE-3
Note on A2582: NAILABLE BASE-3
Note on A2583: RE-COVER BOARD-3
Note on A2584: RE-COVER BOARD-3
Note on A2585: RE-COVER BOARD-3
Note on A2586: RE-COVER BOARD-3
Note on A2587: RMAX BELOW GRADE
Note on A2588: RMAX BELOW GRADE
Note on A2589: RMAX BELOW GRADE
Note on A2590: RMAX BELOW GRADE
Note on A2591: RMAX BELOW GRADE
Note on A2592: RMAX BELOW GRADE
Note on A2593: RMAX BELOW GRADE
Note on A2594: R MATTE PLUS-3
Note on A2595: R MATTE PLUS-3
Note on A2596: R MATTE PLUS-3
Note on A2597: R MATTE PLUS-3
Note on A2598: R MATTE PLUS-3
Note on A2599: R MATTE PLUS-3
Note on A2600: R MATTE PLUS-3
Note on A2601: R MATTE PLUS-3
Note on A2602: R MATTE PLUS-3
Note on A2603: R MATTE PLUS-3
Note on A2604: R MATTE PLUS-3
Note on A2605: SARNATHERM R CG
Note on A2606: SARNATHERM R CG
Note on A2607: SARNATHERM R CG
Note on A2608: SARNATHERM R CG
Note on A2609: SARNATHERM R CG
Note on A2610: SARNATHERM R CG
Note on A2611: SARNATHERM R CG
Note on A2612: SARNATHERM R
Note on A2613: SARNATHERM R
Note on A2614: SARNATHERM R
Note on A2615: SARNATHERM R
Note on A2616: SARNATHERM R
Note on A2617: SARNATHERM R
Note on A2618: SARNATHERM R
Note on A2619: SARNATHERM R
Note on A2620: SARNATHERM R
Note on A2621: SARNATHERM R
Note on A2622: SARNATHERM R
Note on A2623: SARNATHERM R
Note on A2624: SARNATHERM R
Note on A2625: SARNATHERM R
Note on A2626: THERMABASE-CI DS
Note on A2627: THERMABASE-CI DS
Note on A2628: THERMABASE-CI DS
Note on A2629: THERMABASE-CI DS
Note on A2630: THERMABASE-CI DS
Note on A2631: THERMABASE-CI DS
Note on A2632: THERMABASE-CI DS
Note on A2633: THERMABASE-CI DS
Note on A2634: THERMABASE-CI DS
Note on A2635: THERMABASE-CI DS
Note on A2636: THERMABASE-CI TS
Note on A2637: THERMABASE-CI TS
Note on A2638: THERMABASE-CI TS
Note on A2639: THERMABASE-CI TS
Note on A2640: THERMABASE-CI TS
Note on A2641: THERMABASE-CI TS
Note on A2642: THERMABASE-CI TS
Note on A2643: THERMABASE-CI TS
Note on A2644: THERMABASE-CI TS
Note on A2645: THERMABASE-CI TS
Note on A2646: THERMAROOF PLUS-3
Note on A2647: THERMAROOF PLUS-3
Note on A2648: THERMAROOF PLUS-3
Note on A2649: THERMAROOF PLUS-3
Note on A2650: THERMAROOF PLUS-3
Note on A2651: THERMAROOF PLUS-3
Note on A2652: THERMAROOF PLUS-3
Note on A2653: THERMAROOF PLUS-3
Note on A2654: THERMASHEATH
Note on H2654: WITH TAPED JOINTS
Note on A2655: THERMASHEATH
Note on H2655: WITH TAPED JOINTS
Note on A2656: THERMASHEATH
Note on H2656: WITH TAPED JOINTS
Note on A2657: THERMASHEATH
Note on H2657: WITH TAPED JOINTS
Note on A2658: THERMASHEATH
Note on H2658: WITH TAPED JOINTS
Note on A2659: THERMASHEATH
Note on H2659: WITH TAPED JOINTS
Note on A2660: THERMASHEATH
Note on H2660: WITH TAPED JOINTS
Note on A2661: THERMASHEATH
Note on H2661: WITH TAPED JOINTS
Note on A2662: THERMASHEATH
Note on H2662: WITH TAPED JOINTS
Note on A2663: THERMASHEATH
Note on H2663: WITH TAPED JOINTS
Note on A2664: THERMASHEATH
Note on H2664: WITH TAPED JOINTS
Note on A2665: THERMASHEATH
Note on H2665: WITH TAPED JOINTS
Note on A2666: THERMASHEATH
Note on H2666: WITH TAPED JOINTS
Note on A2667: THERMASHEATH
Note on H2667: WITH TAPED JOINTS
Note on A2668: THERMASHEATH
Note on H2668: WITH TAPED JOINTS
Note on A2669: SARNATHERM R CG TAPERED
Note on A2670: SARNATHERM R CG TAPERED
Note on A2671: SARNATHERM R CG TAPERED
Note on A2672: SARNATHERM R CG TAPERED
Note on A2673: SARNATHERM R CG TAPERED
Note on A2674: SARNATHERM R CG TAPERED
Note on A2675: SARNATHERM R CG TAPERED
Note on A2676: SARNATHERM R CG TAPERED
Note on A2677: SARNATHERM R CG TAPERED
Note on A2678: THERMASHEATH-SI
Note on A2679: THERMASHEATH-SI
Note on A2680: THERMASHEATH-SI
Note on A2681: TS-RDECK
Note on A2682: TS-RDECK
Note on A2683: TS-RDECK
Note on A2684: TS-RDECK
Note on A2685: TS-RDECK
Note on A2686: TS-RDECK
Note on A2687: TS-RDECK
Note on A2688: TS-RDECK
Note on A2689: SARNATHERM R TAPERED
Note on A2690: SARNATHERM R TAPERED
Note on A2691: SARNATHERM R TAPERED
Note on A2692: SARNATHERM R TAPERED
Note on A2693: SARNATHERM R TAPERED
Note on A2694: SARNATHERM R TAPERED
Note on A2695: SARNATHERM R TAPERED
Note on A2696: SARNATHERM R TAPERED
Note on A2697: SARNATHERM R TAPERED
Note on A2698: SARNATHERM R TAPERED
Note on A2699: SARNATHERM R TAPERED
Note on A2700: SARNATHERM R TAPERED
Note on A2701: SARNATHERM R TAPERED
Note on A2702: SARNATHERM R TAPERED
Note on A2703: SARNATHERM R TAPERED
Note on A2704: TAPERED THERMAROOF-3
Note on A2705: TAPERED THERMAROOF-3
Note on A2706: TAPERED THERMAROOF-3
Note on A2707: TAPERED THERMAROOF-3
Note on A2708: TAPERED THERMAROOF-3
Note on A2709: TAPERED THERMAROOF-3
Note on A2710: TAPERED THERMAROOF-3
Note on A2711: TAPERED THERMAROOF-3
Note on A2712: TAPERED THERMAROOF-3
Note on A2713: TAPERED THERMAROOF-3
Note on A2714: TAPERED THERMAROOF-3
Note on A2715: TAPERED THERMAROOF-3
Note on A2716: TAPERED THERMAROOF-3
Note on A2717: TAPERED THERMAROOF-3
Note on A2718: TAPERED THERMAROOF-3
Note on A2719: TAPERED ULT-MAX FR
Note on A2720: TAPERED ULT-MAX FR
Note on A2721: TAPERED ULT-MAX FR
Note on A2722: TAPERED ULT-MAX FR
Note on A2723: TAPERED ULT-MAX FR
Note on A2724: TAPERED ULT-MAX FR
Note on A2725: TAPERED ULT-MAX FR
Note on A2726: TAPERED ULT-MAX FR
Note on A2727: TAPERED ULT-MAX FR
Note on A2728: TAPERED ULT-MAX FR
Note on A2729: TAPERED ULT-MAX FR
Note on A2730: TAPERED ULT-MAX FR
Note on A2731: TAPERED ULT-MAX FR
Note on A2732: TAPERED ULT-MAX FR
Note on A2733: TAPERED ULTRAMAX
Note on A2734: TAPERED ULTRAMAX
Note on A2735: TAPERED ULTRAMAX
Note on A2736: TAPERED ULTRAMAX
Note on A2737: TAPERED ULTRAMAX
Note on A2738: TAPERED ULTRAMAX
Note on A2739: TAPERED ULTRAMAX
Note on A2740: TAPERED ULTRAMAX
Note on A2741: TAPERED ULTRAMAX
Note on A2742: TAPERED ULTRAMAX
Note on A2743: TAPERED ULTRAMAX
Note on A2744: TAPERED ULTRAMAX
Note on A2745: TAPERED ULTRAMAX
Note on A2746: TAPERED ULTRAMAX
Note on A2747: TAPERED ULTRAMAX
Note on A2748: ULTRAMAX
Note on A2749: ULTRAMAX
Note on A2750: ULTRAMAX
Note on A2751: ULTRAMAX
Note on A2752: ULTRAMAX
Note on A2753: ULTRAMAX
Note on A2754: ULTRAMAX
Note on A2755: ULTRAMAX
Note on A2756: ULTRAMAX
Note on A2757: ULTRAMAX
Note on A2758: ULTRAMAX
Note on A2759: ULTRAMAX
Note on A2760: ULTRAMAX
Note on A2761: ULTRAMAX
Note on A2762: ULTRAMAX
Note on A2763: ULTRAMAX FR
Note on A2764: ULTRAMAX FR
Note on A2765: ULTRAMAX FR
Note on A2766: ULTRAMAX FR
Note on A2767: ULTRAMAX FR
Note on A2768: ULTRAMAX FR
Note on A2769: ULTRAMAX FR
Note on A2770: ULTRAMAX FR
Note on A2771: ULTRAMAX FR
Note on A2772: ULTRAMAX FR
Note on A2773: ULTRAMAX FR
Note on A2774: ULTRAMAX FR
Note on A2775: ULTRAMAX FR
Note on A2776: ULTRAMAX FR
Note on A2777: ULTRAMAX PLUS
Note on A2778: ULTRAMAX PLUS
Note on A2779: ULTRAMAX PLUS
Note on A2780: ULTRAMAX PLUS
Note on A2781: ULTRAMAX PLUS
Note on A2782: ULTRAMAX PLUS
Note on A2783: ULTRAMAX PLUS
Note on A2784: ULTRAMAX PLUS TAP
Note on A2785: ULTRAMAX PLUS TAP
Note on A2786: ULTRAMAX PLUS TAP
Note on A2787: ULTRAMAX PLUS TAP
Note on A2788: ULTRAMAX PLUS TAP
Note on A2789: ULTRAMAX PLUS TAP
Note on A2790: ULTRAMAX PLUS TAP
Note on A2791: ULTRAMAX PLUS TAP
Note on A2792: ULTRAMAX PLUS TAP
Note on A2793: TSX 8500
Note on A2794: TSX 8500
Note on A2795: TSX 8500
Note on A2796: TSX 8500
Note on A2797: TSX 8500
Note on A2798: TSX 8500
Note on A2799: TSX 8500
Note on A2800: TSX 8500
Note on A2801: TSX 8500
Note on A2802: TSX 8500
Note on A2803: TSX 8500
Note on A2804: TSX 8500
Note on A2805: TSX 8500
Note on A2806: TSX 8500
Note on A2807: TSX-8510
Note on A2808: TSX-8510
Note on A2809: TSX-8510
Note on A2810: TSX-8510
Note on A2811: TSX-8510
Note on A2812: TSX-8510
Note on A2813: TSX-8510
Note on A2814: TSX-8510
Note on A2815: TSX-8510
Note on A2816: TSX-8510
Note on A2817: TSX-8520
Note on A2818: TSX-8520
Note on A2819: TSX-8520
Note on A2820: TSX-8520
Note on A2821: TSX-8520
Note on A2822: TSX-8520
Note on A2823: TSX-8520
Note on A2824: TSX-8520
Note on A2825: TSX-8520
Note on A2826: TSX-8520
Note on A2827: TSX-8520
Note on A2828: TSX-8520
Note on A2829: TSX-8520
Note on A2830: TSX-8520
Note on A2850: SECURSHIELD POLYISO
Note on A2851: SECURSHIELD POLYISO
Note on A2852: SECURSHIELD POLYISO
Note on A2853: SECURSHIELD POLYISO
Note on A2854: SECURSHIELD POLYISO
Note on A2855: SECURSHIELD POLYISO
Note on A2856: SECURSHIELD POLYISO
Note on A2857: SECURSHIELD HD COMPOSITE POLYISO
Note on A2858: SECURSHIELD HD COMPOSITE POLYISO
Note on A2859: SECURSHIELD HD COMPOSITE POLYISO
Note on A2860: SECURSHIELD HD COMPOSITE POLYISO
Note on A2861: SECURSHIELD HD POLYISO
Note on A2862: SECURSHIELD HD RAPIDLOCK RL POLYISO
Note on A2863: VERSICORE HD POLYISO
Note on A2864: VERSICORE RAPIDLOCK RL POLYISO
Note on A2865: VERSICORE RAPIDLOCK RL POLYISO
Note on A2866: VERSICORE RAPIDLOCK RL POLYISO
Note on A2867: VERSICORE RAPIDLOCK RL POLYISO
Note on A2868: VERSICORE RAPIDLOCK RL POLYISO
Note on A2869: VERSICORE RAPIDLOCK RL POLYISO
Note on A2870: VERSICORE RAPIDLOCK RL POLYISO
Note on A2871: VERSICORE RAPIDLOCK RL POLYISO
Note on A2872: DURAFACER POLYISO
Note on A2873: DURAFACER POLYISO
Note on A2874: DURAFACER POLYISO
Note on A2875: DURAFACER POLYISO
Note on A2876: VERSICORE NH POLYISO
Note on A2877: VERSICORE NH POLYISO
Note on A2878: VERSICORE NH POLYISO
Note on A2879: VERSICORE NH POLYISO
Note on A2880: VERSICORE NH POLYISO
Note on A2881: VERSICORE NH POLYISO
Note on A2882: VERSICORE NH POLYISO
Note on A2883: VERSICORE NH POLYISO
Note on A2884: VERSICORE POLYISO
Note on A2885: VERSICORE POLYISO
Note on A2886: VERSICORE POLYISO
Note on A2887: VERSICORE POLYISO
Note on A2888: VERSICORE POLYISO
Note on A2889: VERSICORE POLYISO
Note on A2890: VERSICORE POLYISO
Note on A2891: VERSICORE POLYISO
Note on A2892: SECURSHIELD HD COMPOSITE RAPIDLOCK POLYISO
Note on A2893: SECURSHIELD HD COMPOSITE RAPIDLOCK POLYISO
Note on A2894: SECURSHIELD HD COMPOSITE RAPIDLOCK POLYISO
Note on A2895: SECURSHIELD HD COMPOSITE RAPIDLOCK POLYISO
Note on A2896: SECURSHIELD NH POLYISO
Note on A2897: SECURSHIELD NH POLYISO
Note on A2898: SECURSHIELD NH POLYISO
Note on A2899: SECURSHIELD NH POLYISO
Note on A2900: SECURSHIELD NH POLYISO
Note on A2901: SECURSHIELD NH POLYISO
Note on A2902: SECURSHIELD NH POLYISO
Note on A2903: SECURSHIELD RAPIDLOCK RL POLYISO
Note on A2904: SECURSHIELD RAPIDLOCK RL POLYISO
Note on A2905: SECURSHIELD RAPIDLOCK RL POLYISO
Note on A2906: SECURSHIELD RAPIDLOCK RL POLYISO
Note on A2907: SECURSHIELD RAPIDLOCK RL POLYISO
Note on A2908: SECURSHIELD RAPIDLOCK RL POLYISO
Note on A2909: SECURSHIELD RAPIDLOCK RL POLYISO
Note on A2925: EPS
Note on A2926: EPS
Note on A2927: EPS
Note on A2928: EPS
Note on A2929: GRAPHITE EPS
Note on A2930: GRAPHITE EPS
Note on A2931: GRAPHITE EPS
Note on A2932: GRAPHITE EPS
Note on A2933: EPS
Note on A2934: EPS
Note on A2935: EPS
Note on A2936: EPS
Note on A2937: EPS
Note on A2938: EPS
Note on A2939: EPS
Note on A2940: EPS
Note on A2941: EPS
Note on A2942: EPS
Note on A2943: GRAPHITE EPS
Note on A2944: GRAPHITE EPS
Note on A2945: GRAPHITE EPS
Note on A2946: GRAPHITE EPS
Note on A2947: EPS
Note on A2948: EPS
Note on A2949: EPS
Note on A2950: EPS
Note on A2951: EPS
Note on A2952: EPS
Note on A2962: NEOPOR GRAPHITE ENHANCED POLYSTYRENE
Note on A2963: NEOPOR GRAPHITE ENHANCED POLYSTYRENE
Note on A2964: NEOPOR GRAPHITE ENHANCED POLYSTYRENE
Note on A2965: NEOPOR GRAPHITE ENHANCED POLYSTYRENE
Note on A2966: NEOPOR GRAPHITE ENHANCED POLYSTYRENE
Note on A2967: NEOPOR GRAPHITE ENHANCED POLYSTYRENE
Note on A2968: NEOPOR THERMAPLUS WRB CONTINUOUS INSULATION
Note on A2976: DOW CHEMICAL CO
Note on A2977: DOW CHEMICAL CO
Note on A2978: DOW CHEMICAL CO
Note on A2979: DOW CHEMICAL CO
Note on A2980: DOW CHEMICAL CO
Note on A2981: STYROFOAM
Note on A2982: STYROFOAM
Note on A2983: STYROFOAM
Note on A2984: STYROFOAM
Note on A2985: STYROFOAM
Note on A2986: STYROFOAM
Note on A2987: STYROFOAM
Note on A2988: STYROFOAM
Note on A2989: STYROFOAM
Note on A2990: STYROFOAM
Note on A2991: STYROFOAM
Note on A2992: STYROFOAM
Note on A2993: STYROFOAM
Note on A2994: STYROFOAM
Note on A2995: STYROFOAM
Note on A2996: STYROFOAM
Note on A2997: STYROFOAM
Note on A2998: STYROFOAM
Note on A2999: STYROFOAM
Note on A3000: STYROFOAM
Note on A3001: STYROFOAM
Note on A3002: STYROFOAM
Note on A3003: STYROFOAM
Note on A3004: STYROFOAM
Note on A3005: STYROFOAM
Note on A3006: STYROFOAM
Note on A3007: STYROFOAM
Note on A3008: STYROFOAM
Note on A3017: INSULFOAM
Note on A3018: INSULFOAM
Note on A3019: INSULFOAM
Note on A3020: INSULFOAM
Note on A3021: INSULFOAM
Note on A3022: INSULFOAM
Note on A3023: INSULFOAM
Note on A3024: INSULFOAM
Note on A3025: INSULFOAM
Note on A3026: INSULFOAM
Note on A3027: INSULFOAM
Note on A3028: INSULFOAM
Note on A3029: INSULFOAM
Note on A3030: INSULFOAM
Note on A3031: INSULFOAM
Note on A3032: INSULFOAM
Note on A3033: INSULFOAM
Note on A3034: INSULFOAM
Note on A3042: KINGSPAN INSULATION LLC
Note on A3043: KINGSPAN INSULATION LLC
Note on A3044: KINGSPAN INSULATION LLC
Note on A3045: KINGSPAN INSULATION LLC
Note on A3046: KINGSPAN INSULATION LLC
Note on A3047: KINGSPAN INSULATION LLC
Note on A3048: KINGSPAN INSULATION LLC
Note on A3049: KINGSPAN INSULATION LLC
Note on A3050: KINGSPAN INSULATION LLC
Note on A3051: KINGSPAN INSULATION LLC
Note on A3052: KINGSPAN INSULATION LLC
Note on A3053: KINGSPAN INSULATION LLC
Note on A3054: KINGSPAN INSULATION LLC
Note on A3055: KINGSPAN INSULATION LLC
Note on A3056: KINGSPAN INSULATION LLC
Note on A3057: KINGSPAN INSULATION LLC
Note on A3058: KINGSPAN INSULATION LLC
Note on A3059: KINGSPAN INSULATION LLC
Note on A3060: KINGSPAN INSULATION LLC
Note on A3061: KINGSPAN INSULATION LLC
Note on A3062: KINGSPAN INSULATION LLC
Note on A3063: KINGSPAN INSULATION LLC
Note on A3064: KINGSPAN INSULATION LLC
Note on A3065: KINGSPAN INSULATION LLC
Note on A3066: KINGSPAN INSULATION LLC
Note on A3067: KINGSPAN INSULATION LLC
Note on A3068: KINGSPAN INSULATION LLC
Note on A3069: KINGSPAN INSULATION LLC
Note on A3070: KINGSPAN INSULATION LLC
Note on A3071: KINGSPAN INSULATION LLC
Note on A3072: KINGSPAN INSULATION LLC
Note on A3073: KINGSPAN INSULATION LLC
Note on A3074: KINGSPAN INSULATION LLC
Note on A3075: KINGSPAN INSULATION LLC
Note on A3076: KINGSPAN INSULATION LLC
Note on A3077: KINGSPAN INSULATION LLC
Note on A3078: KINGSPAN INSULATION LLC
Note on A3079: KINGSPAN INSULATION LLC
Note on A3093: FOAMULAR
Note on A3094: FOAMULAR
Note on A3095: FOAMULAR
Note on A3096: FOAMULAR
Note on A3097: FOAMULAR
Note on A3098: FOAMULAR
Note on A3099: FOAMULAR
Note on A3100: FOAMULAR
Note on A3110: ALFATERM
Note on A3111: ALFATERM
Note on A3112: ALFATERM
Note on A3113: ALFATERM
Note on A3114: ALFATERM
Note on A3115: ALFATERM
Note on A3116: ALFATERM
Note on A3117: ALFATERM
Note on A3126: RS+FF
Note on A3133: INSULPERM
Note on A3134: INSULPERM
Note on A3135: INSULPERM
Note on A3136: INSULPERM
Note on A3137: INSULPERM
Note on A3138: INSULPERM
Note on A3139: INSULPERM

## Rigid Stock
BHGS - THERMAL INSULATION DIRECTORY RIGID STOCK INSULATION MANUFACTURERS
Brand Code* | Product ID | Material | Type | Facing | Primary Use | Designed for Exposed Applica-tions? | Acts as a Vapor Retarder? | Density Lbs per Cubic Foot | Labeled Product Thickness Inches | Labeled Thermal Perfor-mance | R, K or C Value
Polyisocyanurate Rigid Stock
Duna USA Inc. - T 1476 |  |  |  |  | Updated 12/12/2011
COR | CORAFOAM P20 | ISOCYANURATE | SINGLE MATERIAL | NONE | PIPE | YES | NO | --- | --- | 0.19 | K
* DESCRIPTION OF BRAND CODES:
COR = CORAFOAM
Johns Manville - T 1341 |  |  |  |  | Updated 06/08/2020
TRY | TRYMER 25-50 | ISOCYANURATE | SINGLE MATERIAL | NONE | PIPE | YES | NO | --- | --- | 0.19 | K
TRY | TRYMER 1800 | ISOCYANURATE | SINGLE MATERIAL | NONE | PIPE | YES | NO | --- | --- | 0.19 | K
TRY | TRYMER 2000XP | ISOCYANURATE | SINGLE MATERIAL | NONE | PIPE | YES | NO | --- | --- | 0.19 | K
TRY | TRYMER 2500 | ISOCYANURATE | SINGLE MATERIAL | NONE | PIPE | YES | NO | --- | --- | 0.19 | K
TRY | TRYMER 3000 | ISOCYANURATE | SINGLE MATERIAL | NONE | PIPE | YES | NO | --- | --- | 0.19 | K
TRY | TRYMER 4000 | ISOCYANURATE | SINGLE MATERIAL | NONE | PIPE | YES | NO | --- | --- | 0.19 | K
TRY | TRYMER 6000 | ISOCYANURATE | SINGLE MATERIAL | NONE | PIPE | YES | NO | --- | --- | 0.2 | K
TRY | TRYMER 200L | ISOCYANURATE | SINGLE MATERIAL | NONE | EQUIPMENT | YES | NO | --- | --- | 0.19 | K
TRY | TRYMER 250L | ISOCYANURATE | SINGLE MATERIAL | NONE | EQUIPMENT | YES | NO | --- | --- | 0.19 | K
TRY | TRYMER 350L | ISOCYANURATE | SINGLE MATERIAL | NONE | EQUIPMENT | YES | NO | --- | --- | 0.19 | K
TRY | TRYMER 400L | ISOCYANURATE | SINGLE MATERIAL | NONE | EQUIPMENT | YES | NO | --- | --- | 0.19 | K
* DESCRIPTION OF BRAND CODES:
TRY = TRYMER
Kingspan Insulation LLC - T 1538 |  |  |  |  | Updated 08/24/2022
ISO | ISO-C1/2.0 | ISOCYANURATE | SINGLE MATERIAL | NONE | PIPE | NO | NO | --- | --- | 0.18 | K
ISO | ISO-C1/2.5 | ISOCYANURATE | SINGLE MATERIAL | NONE | PIPE | NO | NO | --- | --- | 0.18 | K
* DESCRIPTION OF BRAND CODES:
ISO = ISO-C1
Polystyrene Rigid Stock
DuPont de Nemours Inc. - T 1535 |  |  |  |  | Updated 04/24/2020
XPS | PIPE INSULATION BILLET | POLYSTYRENE | SINGLE MATERIAL | NONE | PIPE | --- | YES | 1.6 | --- | 0.26 | K
* DESCRIPTION OF BRAND CODES:
XPS = EXTRUDED POLYSTYRENE FOAM
Note on A5: CORAFOAM
Note on A12: TRYMER
Note on A13: TRYMER
Note on A14: TRYMER
Note on A15: TRYMER
Note on A16: TRYMER
Note on A17: TRYMER
Note on A18: TRYMER
Note on A19: TRYMER
Note on A20: TRYMER
Note on A21: TRYMER
Note on A22: TRYMER
Note on A29: ISO-C1
Note on A30: ISO-C1
Note on A38: EXTRUDED POLYSTYRENE FOAM

## Reflective Foil
BHGS - THERMAL INSULATION DIRECTORY FOIL INSULATION MANUFACTURERS/PRIVATE LABELS
Brand Code* | Product ID | Material | Type | Primary Use | Designed for Exposed Applica-tions? | Acts as a Vapor Retarder? | Labeled Thermal Perfor-mance Heatflow Up | Labeled Thermal Perfor-mance Heatflow Down | Labeled Thermal Perform-ance Heatflow Level | R, K or C Value
Reflective Foil
Covertech Flexible Packaging A Division of Balcan Innovation Inc - T 1354 |  |  |  | Updated 12/09/2021
CVR | FOIL 1XBUBBLW FL | REFLECTIVE FOIL | FACED SINGLE MATERIAL | CLG WALL FLR | YES | YES | 5.3 | 10.6 | 6.8 | R
CVR | FOIL 2XBUBBLE FL | REFLECTIVE FOIL | FACED SINGLE MATERIAL | CLG WALL FLR | YES | YES | 5.3 | 10.6 | 6.8 | R
CVR | FR POLY1BUBBLE FL | REFLECTIVE FOIL | FACED SINGLE MATERIAL | CLG WALL FLR | NO | YES | 5.3 | 10.6 | 6.8 | R
CVR | FR POLY2BUBBLE FL | REFLECTIVE FOIL | FACED SINGLE MATERIAL | CLG WALL FLR | NO | YES | 5.3 | 10.6 | 6.8 | R
* DESCRIPTION OF BRAND CODES:
CVR = COVERTECH FABRICATING
Environmentally Safe Products Inc. - T 1281 |  |  |  | Updated 04/06/2023
ESP | HOUSEWRAP 4PFNS (1) | FOIL/PE FOAM/FOIL | COMPOSITE | WALL | NO | NO | --- | --- | 4 | R
ESP | LOW-E 4LFLT (1, 2) | FOIL/PE FOAM/FOIL | COMPOSITE | CLG WALL FLR | YES | YES | 7.55 | 11 | 7.75 | R
ESP | SLAB-SHIELD 4SFSB 4MSMB (3) | PE FM/FOIL/PE FM | COMPOSITE | FLOOR | NO | YES | --- | --- | 1.4 | R
ESP | THERMA-SHEET (4) | FOIL/PE FOAM/FOIL | COMPOSITE | ROOF | NO | YES | 4 | 9 | --- | R
(1) = AVAILABLE in 4', 5', 6' widths |  |  | (3) = AVAILABLE in 4' widths only
(2) = AVAILABLE with staple flange edges or EZ Seal edge |  |  | (4) = When installed in systems without an airspace,
4LFLX (7/32") THERMA-SHEET has an R-Value of 1.03
* DESCRIPTION OF BRAND CODES:
ESP = ENVIRONMENTALLY SAFE PRODUCTS
Fi-Foil Company Inc. - T 1390 |  |  |  | Updated 09/08/2025
FFC | RBI SHIELD | REFLECTFOIL/FOIL | SYSTEM | CLG FLR | YES | YES | --- | 16 | --- | R
FFC | RBI SHIELD | REFLECTFOIL/WHITE | SYSTEM | CLG FLR | YES | YES | --- | 12 | --- | R
FFC | RBI- HVAC*** | REFLECTIVE FOIL/FOIL | SYSTEM | DUCT | YES | NO | 4.2** | 6** | 8** | R
| * DESCRIPTION OF BRAND CODES: |  | **All values are for radial heatflow.
| FFC = FI-FOIL CO |  | ***R-values averaged between surface-to-surface and surface-to-air R-values
Innovative Insulation Inc. - T 1408 |  |  |  | Updated 06/14/2008
IN 2X4" APPLICATIONS
RXI | BP | BUBBLEPK/FOIL | SINGLE MATERIAL | CLG WALL FLR | YES | YES | 4.96 | 10.08 | 6.55 | R
IN 2X6" APPLICATIONS
RXI | BP | BUBBLEPK/FOIL | SINGLE MATERIAL | CLG WALL FLR | YES | YES | 5.16 | 11.71 | 6.65 | R
Insulation "R" is for the Reflectix plus enclosed air spaces on both sides of the product.
* DESCRIPTION OF BRAND CODES:
RXI = REFLECTIX INC
International Insulation Products - T 1512 |  |  |  | Updated 05/12/2020
ESH | ESHIELD | REFLECTIVE FOIL | COMPOSITE | ROOF DECK | YES | YES | --- | 10.9 | --- | R
SCA | SOL-R-SKIN CLASS A | REFLECTIVE FOIL | COMPOSITE | ROOF DECK | YES | YES | --- | 5.5 | --- | R
SLE | SOLRECLIPSE | REFLECTIVE FOIL | COMPOSITE | ROOF DECK | YES | YES | --- | 10.7 | --- | R
* DESCRIPTION OF BRAND CODES:
ESH = INTERNATIONAL INSULATION PRODUCTS
SCA = INTERNATIONAL INSULATION PRODUCTS
SLE = INTERNATIONAL INSULATION PRODUCTS
M-D Building Products Inc - T 1120 |  |  |  | Updated 09/24/2024
MD | 02394 | REFLECT FOIL/FM | FACED SINGLE MATERIAL | METAL | PIPES | YES | YES | 0.12 | 0.4 | R
MD | 02378 | REFLECT FOIL/FM | FACED SINGLE MATERIAL | METAL | PIPES | YES | YES | 0.12 | 0.4 | R
* DESCRIPTION OF BRAND CODES:
MD = M-D BUILDING PRODUCTS
Reflectix, Inc. - T 1543 |  |  |  | Updated 12/16/2021
RXI | BB060410V2 | BUBBLE/METAL | EXTERIOR WRAP | DUCT WRAP | YES | YES | --- | --- | ** 6.63 | R
RXI | BB060410V3 | BUBBLE/METAL | EXTERIOR WRAP | DUCT WRAP | YES | YES | --- | --- | *** 7.97 | R
IN 2X4" APPLICATIONS
RXI | BP | BUBBLEPK/FOIL | SINGLE MATERIAL | CLG WALL FLR | YES | YES | 4.96 | 10.08 | 6.55 | R
IN 2X6" APPLICATIONS
RXI | BP | BUBBLEPK/FOIL | SINGLE MATERIAL | CLG WALL FLR | YES | YES | 5.16 | 11.71 | 6.65 | R
RXI | DW | BUBBLEPK/FOIL | EXTERIOR WRAP | DUCT WRAP | YES | YES | --- | --- | ** 4.20 | R
RXI | DW | BUBBLEPK/FOIL | EXTERIOR WRAP | DUCT WRAP | YES | YES | --- | --- | *** 6.40 | R
RXI | LPW | BUBBLEPK/FOIL | SPIRAL PIPE WRAP | PIPE WRAP | YES | YES |  | NO R-VALUE CLAIMED
Insulation "R" is for the Reflectix plus enclosed air spaces on both sides of the product.
** Total R-value of duct with Reflectix attached directly to the outside duct. Measured by maintaining a 30° temperature difference.
*** R-value of duct with Reflectix installed with 3/4" airspace measured to ASTM 335 at 75° mean.
* DESCRIPTION OF BRAND CODES:
RXI = REFLECTIX INC
Resisto - T 1469 |  |  |  | Updated 09/13/2010
AYR | AYRFOILM1M | REFLECTIVE FOIL | COMPOSITE | CLG WALL FLR | YES | YES | 5.4 | 14.6 | 6.7 | R
AYR | AYRFOILM1V | REFLECTIVE FOIL | COMPOSITE | CLG WALL FLR | YES | YES | 5.4 | 14.6 | 6.7 | R
AYR | AYRFOILM2M | REFLECTIVE FOIL | COMPOSITE | CLG WALL FLR | YES | YES | 5.4 | 14.6 | 6.7 | R
AYR | AYRFOILM2V | REFLECTIVE FOIL | COMPOSITE | CLG WALL FLR | YES | YES | 5.4 | 14.6 | 6.7 | R
* DESCRIPTION OF BRAND CODES:
AYR = AYR-FOIL
Note on A5: Covertech Fabricating Inc.
Note on A6: Covertech Fabricating Inc.
Note on A7: Covertech Fabricating Inc.
Note on A8: Covertech Fabricating Inc.
Note on A15: ENVIRONMENTALLY SAFE PRODUCTS
Note on A16: ENVIRONMENTALLY SAFE PRODUCTS
Note on A17: ENVIRONMENTALLY SAFE PRODUCTS
Note on A18: ENVIRONMENTALLY SAFE PRODUCTS
Note on A28: FI-FOIL CO
Note on A29: FI-FOIL CO
Note on A30: FI-FOIL CO
Note on A38: REFLECTIX INC
Note on A40: REFLECTIX INC
Note on A49: INTERNATIONAL INSULATION PRODUCTS
Note on A50: INTERNATIONAL INSULATION PRODUCTS
Note on A51: INTERNATIONAL INSULATION PRODUCTS
Note on A68: REFLECTIX INC
Note on A70: REFLECTIX INC
Note on A73: REFLECTIX INC
Note on A76: REFLECTIX INC
Note on A78: REFLECTIX INC
Note on A80: REFLECTIX INC
Note on A82: REFLECTIX INC
Note on A96: AYR-FOIL
Note on A97: AYR-FOIL
Note on A98: AYR-FOIL
Note on A99: AYR-FOIL

## Radiant Barrier
BHGS - THERMAL INSULATION DIRECTORY RADIANT BARRIER INSULATION MANUFACTURERS/PRIVATE LABELS
Brand Code* | Product ID | Material | Type | Primary Use | Designed for Exposed Applications? | Acts as a Vapor Retarder? (Class I / II)
Radiant Barrier
Covertech Flexible Packaging A Division of Balcan Innovation Inc - T 1354 |  |  |  | Updated 12/09/2021
CVR | NT RAD BARRIER RFOIL | REFLECTIVE FOIL | FACED SINGLE MATERIAL | CLG WALL FLR | YES | YES
* DESCRIPTION OF BRAND CODES:
CVR = COVERTECH FABRICATING
Fi-Foil Company Inc. - T 1390 |  |  |  | Updated 09/08/2025
FFC | SILVERSHIELDRB | REFLECTIVE FOIL | SYSTEM | CEILING | YES | NO
FFC | RADIANT SHIELD | REFLECTIVE METALLIZED FILM | SYSTEM | CEILING | YES | NO
FFC | SKYFLEX | REFLECTIVE METALLIZED FILM (SOLID) | SYSTEM | CEILING | YES | YES
FFC | RF SHIELD | REFLECTIVE FOIL | SYSTEM | WALL | YES | NO
FFC | RF SHIELD | REFLECTIVE FOIL (SOLID) | SYSTEM | WALL | YES | YES
* DESCRIPTION OF BRAND CODES:
FFC = FI-FOIL CO
Innovative Insulation Inc. - T 1408 |  |  |  | Updated 07/10/17
RXI | RADIANT BARRIER | REFLECTIVE FOIL | SINGLE MATERIAL | CLG WALL FLR | YES | NO
SPR | RADIANT BARRIER | REFLECTIVE FOIL | SINGLE MATERIAL | CLG WALL FLR | YES | NO
SPR | RADIANT BARRIER | REFLECTIVE FOIL | SINGLE MATERIAL | CLG WALL FLR | YES | YES
* DESCRIPTION OF BRAND CODES:
RXI = REFLECTIX INC
SPR = SUPER-R
Insul-Quilts, Inc. - T 1522 |  |  |  | Updated 10/21/2020
IQ | RBF | REFLECTIVE FOIL | SINGLE MATERIAL | ROOF DECK | YES | YES
IQ | RBGB | REFLECTIVE FOIL | SINGLE MATERIAL | ROOF DECK | YES | YES
IQ | RBS | REFLECTIVE FOIL | SINGLE MATERIAL | ROOF DECK | YES | NO
* DESCRIPTION OF BRAND CODES:
IQ = Insul-Quilts Inc.
International Insulation Products - T 1512 |  |  |  | Updated 05/12/2020
SSC | SOL-R-SKIN COMPOSITE | REFLECTIVE FOIL | SYSTEM | ROOF DECK | YES | YES
* DESCRIPTION OF BRAND CODES:
SSC = INTERNATIONAL INSULATION PRODUCTS
Lamtec Corporation - T 1489 |  |  |  | Updated 03/29/2018
LAM | 30J | REFLECTIVE FOIL | SINGLE MATERIAL | ROOF DECK | YES | YES
LAM | FSKF | REFLECTIVE FOIL | SINGLE MATERIAL | ROOF DECK | YES | YES
LAM | R-3035 | REFLECTIVE FOIL | SINGLE MATERIAL | ROOF DECK | YES | YES
LAM | WHITE FSKF | REFLECTIVE FOIL | SINGLE MATERIAL | ROOF DECK | YES | YES
LAM | WMP-ASJ | REFLECTIVE FOIL | SINGLE MATERIAL | ROOF DECK | YES | YES
* DESCRIPTION OF BRAND CODES:
LAM = LAMTEC
Service Partners LLC - T 1516 |  |  |  | Updated 11/05/2020
AFS | ALUMA-FOIL HD | REFLECTIVE FOIL | SINGLE MATERIAL | CLG WALL FLR | YES | NO
AFS | ALUMA-FOIL PLUS | REFLECTIVE FOIL | SINGLE MATERIAL | CLG WALL FLR | YES | NO
AFS | ALUMA-FOIL RB | REFLECTIVE FOIL | SINGLE MATERIAL | CLG WALL FLR | YES | YES
AFS | FSKF/WHITE PW | REFLECTIVE FOIL | SINGLE MATERIAL | ROOF DECK | YES | YES
| (PB = PAINTED BLACK) | (PW = PAINTED WHITE)
* DESCRIPTION OF BRAND CODES:
AFS = ADVANCED FOIL SYSTEMS
Note on A5: Covertech Fabricating Inc.
Note on A12: FI-FOIL CO
Note on A13: FI-FOIL CO
Note on A14: FI-FOIL CO
Note on A15: FI-FOIL CO
Note on A16: FI-FOIL CO
Note on A23: REFLECTIX INC
Note on A24: SUPER-R
Note on A25: SUPER-R
Note on A33: Insul-Quilts Inc.
Note on A34: Insul-Quilts Inc.
Note on A35: Insul-Quilts Inc.
Note on A42: INTERNATIONAL INSULATION PRODUCTS
Note on A49: LAMTEC
Note on A50: LAMTEC
Note on A51: LAMTEC
Note on A52: LAMTEC
Note on A53: LAMTEC
Note on A60: ADVANCED FOIL SYSTEMS
Note on A61: ADVANCED FOIL SYSTEMS
Note on A62: ADVANCED FOIL SYSTEMS
Note on A63: ADVANCED FOIL SYSTEMS

## Foam & Spray
BHGS - THERMAL INSULATION DIRECTORY FOAM & SPRAY INSULATION MANUFACTURERS
Brand Code* | Product ID | Material | Type | Primary Use | Designed for Exposed Applications? | Acts as a Vapor Retarder? (Class I / II) | Labeled Thermal Perform-ance per Inch | R, K or C Value
Cellulose Spray or Field Applied
Applegate Greenfiber Aquisition, LLC - T 1548 |  |  |  | Updated 09/15/2022
CC | STABILIZED BLENDED | CELLULOSE | SINGLE MATERIAL | CEILING | NO | NO | 3.7 | R
CC | STABILIZED BORATE | CELLULOSE | SINGLE MATERIAL | CLG WALL FLR | NO | NO | 3.7 | R
SANC | SANCTUARY | CELLULOSE | SINGLE MATERIAL | CLG WALL FLR | NO | NO | 3.7 | R
NOTE: The above product is not intended to be used in applications
where it is exposed on the interior of walls and ceilings.
* DESCRIPTION OF BRAND CODES:
CC = COCOON
SANC = SANCTUARY
ICC Acquisitions Corporation - T 1551 |  |  |  | Updated 03/18/2025
CBW | CELBAR WALLSPRAY | CELLULOSE | SINGLE MATERIAL | WALL | NO | NO | 3.7 | R
K13 | K13 SPRAY ON | CELLULOSE | SINGLE MATERIAL | CLG WALL FLR | YES | NO | 3.7 | R
URK | UREK THERMAL BAR | CELLULOSE | SINGLE MATERIAL | CLG WALL FLR | YES | NO | 3.6 | R
* DESCRIPTION OF BRAND CODES:
CBW = CELBAR WALLSPRAY
K13 = K13 SPRAY ON
UREK = UREK THERMAL BAR
Mountain Fiber Insulation Inc. - T 1405 |  |  |  | Updated 03/19/2009
MFI | 758164000229 | CELLULOSE | SINGLE MATERIAL | WALL | YES | NO | 3.7 | R
* DESCRIPTION OF BRAND CODES:
MFI = MOUNTAIN FIBER INSULATION
Mineral Fiber Spray or Field Applied
Johns Manville - T 1039 |  |  |  | Updated 05/18/2020
JM | SPIDER PLUS | FIBER GLASS | SINGLE | WALL | NO | NO | 4.0** | R
JM | SPIDER PLUS | FIBER GLASS | SINGLE | WALL | NO | NO | 4.3*** | R
| * DESCRIPTION OF BRAND CODES: |  |  | ** = installed at a density of 1.5 lbs/ft3
| JM = JOHNS MANVILLE |  |  | *** = installed at a density of 1.8 lbs/ft3
Polyurethane Spray or Field Applied
Amrize Building Envelope, LLC - T 1558 |  |  |  | Updated 06/30/2025
ENVG | ENVERGE EASYSEAL 0.5 OPEN CELL | URETHANE | SYSTEM | CLG WALL FLR | YES | NO | 3.7 | R
ENVG | ENVERGE EASYSEAL ULTRA OPEN CELL | URETHANE | SYSTEM | CLG WALL FLR | YES | YES | 3.8 | R
ENVG | ENVERGE NEXSEAL 2.0 CLOSED CELL | URETHANE | SYSTEM | CLG WALL FLR | YES | YES | 7.2 | R
ENVG | ENVERGE NEXSEAL LE CLOSED CELL | URETHANE | SYSTEM | CLG WALL FLR | YES | YES | 7.2 | R
ENVG | ENVERGE ONEPASS HFO CLOSED CELL | URETHANE | SYSTEM | CLG WALL FLR | YES | YES | 7.2 | R
ENVG | ENVERGE SUCRASEAL OPEN CELL | URETHANE | SYSTEM | CLG WALL FLR | YES | NO | 4.1 | R
* DESCRIPTION OF BRAND CODES:
ENVG = AMRIZE BUILDING ENVELOPE, LLC
BASF Corporation - T 1153 |  |  |  | Updated 11/06/2025
BSF | AUTOFROTH 1704 | URETHANE | SINGLE MATERIAL | WALL | NO | NO | 0.15 * | K
BSF | ELASTOPOR 19087 | URETHANE | SINGLE MATERIAL | WALL | NO | NO | 0.15 * | K
BSF | ELASTOPOR 52210 | URETHANE | SINGLE MATERIAL | WALL | NO | NO | 0.15 * | K
BSF | ELASTOPOR 52480 | URETHANE | SINGLE MATERIAL | WALL | NO | NO | 0.15 * | K
BSF | ELASTOPOR 52490 | URETHANE | SINGLE MATERIAL | WALL | NO | NO | 0.15 * | K
BSF | ENERTITE G | URETHANE | SYSTEM | CLG WALL FLR | YES**** | NO | 3.9 | R
BSF | ENERTITE MAX | URETHANE | SYSTEM | CLG WALL FLR | YES**** | NO | 3.9 | R
BSF | ENERTITE X | URETHANE | SYSTEM | CLG WALL FLR | YES**** | NO | 4.1 | R
BSF | SKYTITE C3 2.5 | URETHANE | SYSTEM | ROOF DECK | YES**** | YES** | 6.2 | R
BSF | SKYTITE C3 2.8 | URETHANE | SYSTEM | ROOF DECK | YES**** | YES** | 6.2 | R
BSF | SKYTITE C3 3.0 | URETHANE | SYSTEM | ROOF DECK | YES**** | YES** | 6.2 | R
BSF | WALLTITE LWP | URETHANE | SYSTEM | CLG WALL FLR | YES**** | YES*** | 6.9 | R
BSF | WALLTITE MAX | URETHANE | SYSTEM | CLG WALL FLR | YES**** | YES*** | 7.4 | R
BSF | WALLTITE ONE | URETHANE | SYSTEM | CLG WALL FLR | YES**** | YES*** | 7.5 | R
BSF | WALLTITE RSB | URETHANE | SYSTEM | CLG WALL FLR | YES**** | YES*** | 7.6 | R
* = Initial K-Values |  | ****-Per applicable code and testing
| * DESCRIPTION OF BRAND CODES: | 2013 California Building Code Sec. 2603.4.1 and Sec. 2603.1
| BSF = BASF CORP. | 2013 California Residential Code Sec. R316.5 and Sec. R316.6
| **-Permeance <1.0 Perm at thickness >= 1.0 in. | ICC Evaluation Service Acceptance Criteria for Spray-applied Insulation (AC377), Appendix X
| ***-Permeance <1.0 Perm at thickness >= 1.5 in. | ICC 1100-2019 Standard for Spray-Applied Polyurethane Foam Plastic
BASF Corporation (Spray-Applied PUF) - T 1423 |  |  |  | Updated 11/06/2025
BSF | ENERTITE G | URETHANE | SYSTEM | CLG WALL FLR | YES**** | NO | 3.9 | R
BSF | ENERTITE MAX | URETHANE | SYSTEM | CLG WALL FLR | YES**** | NO | 3.9 | R
BSF | ENERTITE X | URETHANE | SYSTEM | CLG WALL FLR | YES**** | NO | 4.1 | R
BSF | SKYTITE C3 2.5 | URETHANE | SYSTEM | ROOF DECK | YES**** | YES** | 6.2 | R
BSF | SKYTITE C3 2.8 | URETHANE | SYSTEM | ROOF DECK | YES**** | YES** | 6.2 | R
BSF | SKYTITE C3 3.0 | URETHANE | SYSTEM | ROOF DECK | YES**** | YES** | 6.2 | R
BSF | WALLTITE LWP | URETHANE | SYSTEM | CLG WALL FLR | YES**** | YES*** | 6.9 | R
BSF | WALLTITE MAX | URETHANE | SYSTEM | CLG WALL FLR | YES**** | YES*** | 7.4 | R
BSF | WALLTITE ONE | URETHANE | SYSTEM | CLG WALL FLR | YES**** | YES*** | 7.5 | R
BSF | WALLTITE RSB | URETHANE | SYSTEM | CLG WALL FLR | YES**** | YES*** | 7.6 | R
| * DESCRIPTION OF BRAND CODES: |  | ****-Per applicable code and testing
| BSF = BASF CORP. |  | 2013 California Building Code Sec. 2603.4.1 and Sec. 2603.1
| **-Permeance <1.0 Perm at thickness >= 1.0 in. |  | 2013 California Residential Code Sec. R316.5 and Sec. R316.6
| ***-Permeance <1.0 Perm at thickness >= 1.5 in. |  | ICC Evaluation Service Acceptance Criteria for Spray-applied Insulation (AC377), Appendix X
ICC 1100-2019 Standard for Spray-Applied Polyurethane Foam Plastic
Carlisle Spray Foam Insulation - T 1513 |  |  |  | Updated 05/05/2025
CSFI | FOAMSULATE 50 | URETHANE | SINGLE MATERIAL | CLG WALL FLR | NO | NO | 3.7 | R
CSFI | FOAMSULATE HFO 2.0 | URETHANE | SINGLE MATERIAL | CLG WALL FLR | NO | YES** | 7.2 | R
CSFI | FOAMSULATE HY | URETHANE | SINGLE MATERIAL | CLG WALL FLR | YES | NO | 3.6 | R
CSFI | FOAMSULATE OCX | URETHANE | SINGLE MATERIAL | CLG WALL FLR | NO | NO | 3.7 | R
CSFI | SEALTITE PRO HFO | URETHANE | SINGLE MATERIAL | CLG WALL FLR | NO | YES** | 7.2 | R
CSFI | SEALTITE PRO HIGH YIELD | URETHANE | SINGLE MATERIAL | CLG WALL FLR | YES | NO | 3.6 | R
CSFI | SEALTITE PRO NO MIX | URETHANE | SINGLE MATERIAL | CLG WALL FLR | NO | NO | 3.7 | R
CSFI | SEALTITE PRO NO TRIM 21 | URETHANE | SINGLE MATERIAL | CLG WALL FLR | NO | NO | 4.4 | R
CSFI | SEALTITE PRO OCX | URETHANE | SINGLE MATERIAL | CLG WALL FLR | NO | NO | 3.7 | R
CSFI | SEALTITE PRO OPEN CELL | URETHANE | SINGLE MATERIAL | CLG WALL FLR | NO | NO | 3.9 | R
**Materials have less than 1 perm at thickness greater than 1 inch for SEALTITE PRO HFO and FOAMSULATE HFO 2.0
2022 California Residential Code R316.3, R316.5, R316.6
2022 California Building Code Sec. 2603.1.1
ICC Evaluation Service Acceptance Criteria for Spray-applied Insulation (AC377), Appendix X
ICC 1100-2019 Standard for Spray-Applied Polyurethane Foam Plastic
* DESCRIPTION OF BRAND CODES:
CSFI = CARLISLE SPRAY FOAM INSULATION
Creative Polymer Solutions, LLC. - T 1549 |  |  |  | Updated 12/06/2022
AFOC | ACCUFOAM™ OC | URETHANE | COMPOSITE | CLG WALL FLR | NO | NO | 3.7 | R
AFCC | ACCUFOAM™ CC-HFO | URETHANE | COMPOSITE | CLG WALL FLR | NO | NO | 7.5 | R
AFCR | ACCUFOAM™ CCR-HFO | URETHANE | COMPOSITE | ROOF DECK | NO | NO | 7 | R
* DESCRIPTION OF BRAND CODES:
AFOC = ACCUFOAM™ OC
AFCC = ACCUFOAM™ CC-HFO
AFCR = ACCUFOAM™ CCR-HFO
DAP Global Inc. - T 1343 |  |  |  | Updated 10/27/2025
DGI | ALL-PURPOSE GF | URETHANE | COMPOSITE | CLG WALL FLR | NO | NO | 5.4 | R
DGI | ASGF 24OZ | URETHANE | COMPOSITE | CLG WALL FLR | NO | NO | 5.4 | R
DGI | BARRIER | URETHANE | COMPOSITE | CLG WALL FLR | NO | NO | 4.1 | R
DGI | BLACK - RV 24OZ | URETHANE | COMPOSITE | CLG WALL FLR | NO | NO | 5.4 | R
DGI | CANISTER 10/16LB | URETHANE | COMPOSITE | CLG WALL FLR | NO | NO | 4.1 | R
DGI | FOAMKIT 110/200/600/750/HVAC | URETHANE | COMPOSITE | CLG WALL FLR | NO | YES | 6.6 | R
DGI | FOAMKIT 300/1000/CP1200FR | URETHANE | COMPOSITE | CLG WALL FLR | NO | NO | 4.1 | R
DGI | GFII FIREBLOCK | URETHANE | COMPOSITE | CLG WALL FLR | NO | NO | 5.4 | R
DGI | HOMESEAL / GAPS & CRACKS | URETHANE | COMPOSITE | CLG WALL FLR | NO | NO | 5.4 | R
DGI | MAXFILL-QC 12/24OZ | URETHANE | COMPOSITE | CLG WALL FLR | NO | NO | 4.1 | R
DGI | MOUSHIELD | URETHANE | COMPOSITE | CLG WALL FLR | NO | NO | 4.1 | R
DGI | NOWARP DOOR & WINDOW 12/16/20OZ | URETHANE | COMPOSITE | CLG WALL FLR | NO | NO | 5.4 | R
DGI | REFILL 17/60/120GAL | URETHANE | COMPOSITE | CLG WALL FLR | NO | YES | 6.2 | R
DGI | W&C WIDESPRAY 20OZ, 10/20/23LB | URETHANE | COMPOSITE | CLG WALL FLR | NO | NO | 4.1 | R
* DESCRIPTION OF BRAND CODES:
DGI = DAP GLOBAL INC.
DuPont de Nemours Inc. - T 1536 |  |  |  | Updated 04/21/2020
FP | FROTH-PAK | URETHANE | SINGLE MATERIAL | CLG WALL FLR | --- | NO | 6 | R
PF | DOWGSP24OZ | URETHANE | SINGLE MATERIAL | CLG WALL FLR | --- | NO | 3.6 | R
* DESCRIPTION OF BRAND CODES:
FP = FROTH-PAK
PF = DOWGSP24OZ
Firestable Insulation Company - T 1560 |  |  |  | Updated 11/06/2025
FS | FS 2.0 | URETHANE | SINGLE MATERIAL | CLG WALL FLR | YES | YES | 5 | R
* DESCRIPTION OF BRAND CODES:
FS = FIRESTABLE
Franklin International - T 1525 |  |  |  | Updated 10/03/2023
TB | WEATHERMASTER X-TREME FIREBLOCK FOAM SEALANT | URETHANE | COMPOSITE | CLG WALL FLR | NO | NO | 4.5 | R
TB | WEATHERMASTER X-TREME MULTI-PURPOSE FOAM SEALANT | URETHANE | COMPOSITE | CLG WALL FLR | NO | NO | 4.7 | R
TB | WEATHERMASTER X-TREME WINDOW & DOOR FOAM SEALANT | URETHANE | COMPOSITE | CLG WALL FLR | NO | NO | 4.7 | R
* DESCRIPTION OF BRAND CODES:
TB= TITEBOND
General Coatings Manufacturing Corporation - T 1491 |  |  |  | Updated 11/14/2023
ULT | ULTRA-THANE 050 | URETHANE | COMPOSITE | CLG WALL FLR | NO | NO | 3.9 | R
ULT | ULTRA-THANE 205 HFO | URETHANE | COMPOSITE | CLG WALL FLR | NO | YES** | 7.6 | R
ULT | ULTRA-THANE 205 HFO HIGH LIFT | URETHANE | COMPOSITE | CLG WALL FLR | NO | YES** | 7.9 | R
ULT | ULTRA-THANE 230 | URETHANE | COMPOSITE | CLG WALL FLR | NO | YES** | 6.49 | R
ULT | ULTRA-THANE 230 | URETHANE | COMPOSITE | ROOF DECK | NO | NO | 6.7 | R
ULT | ULTRA-THANE 230 HFO | URETHANE | COMPOSITE | ROOF DECK | NO | NO | 6.9 | R
ULT | ULTRA-THANE OCX | URETHANE | COMPOSITE | CLG WALL FLR | YES | NO | 4.1 | R
UPC | UPC-500 | URETHANE | COMPOSITE | CLG WALL FLR | NO | NO | 3.9 | R
UPC | UPC-500 OCX | URETHANE | COMPOSITE | CLG WALL FLR | YES | NO | 4.1 | R
UPC | UPC-2.0 | URETHANE | COMPOSITE | CLG WALL FLR | NO | YES** | 6.8 | R
UPC | UPC 2.0 HFO | URETHANE | COMPOSITE | CLG WALL FLR | NO | YES** | 7.6 | R
UPC | UPC 2.0 HFO HIGH LIFT | URETHANE | COMPOSITE | CLG WALL FLR | NO | YES** | 7.9 | R
**AT A MINIMUM OF 1.8 INCHES THESE PRODUCTS HAVE A PERM RATING OF 1 OR LESS.
* DESCRIPTION OF BRAND CODES:
ULT = ULTRATHANE
UPC = UNIVERSAL POLYMERS CORPORATION
Green Shield Products, LLC. - T 1552 |  |  |  | Updated 02/22/2024
GSP | GREENSEAL 2.5 HFO | URETHANE | SINGLE MATERIAL | ROOF DECK | NO | YES | 6.8 | R
GSP | GREENSEAL 2.8 HFO | URETHANE | SINGLE MATERIAL | ROOF DECK | NO | YES | 6.8 | R
GSP | GREENSEAL 3.0 HFO | URETHANE | SINGLE MATERIAL | ROOF DECK | NO | YES | 6.8 | R
* DESCRIPTION OF BRAND CODES:
GSP = GREEN SHIELD PRODUCTS
Henry A Carlisle Company - T 1228 |  |  |  | Updated 02/20/2024
ACC | PREMIR+ EVO 40 | URETHANE | SINGLE MATERIAL | ROOF DECK | NO | YES | 6.8 | R
ACC | PREMIR+ EVO 60 | URETHANE | SINGLE MATERIAL | ROOF DECK | NO | YES | 6.8 | R
ACC | PREMIR+ EVO 70 | URETHANE | SINGLE MATERIAL | ROOF DECK | NO | YES | 6.8 | R
* DESCRIPTION OF BRAND CODES:
ACC = ACCELLA
Huntsman Building Solutions USA LLC - T 1499 |  |  |  | Updated 11/20/2025
HLH | HEATLOK HFO PRO | URETHANE | SYSTEM | CLG WALL FLR | YES | YES | 7.4 | R
IC7 | ICYNENE CLASSIC 75 | URETHANE | SINGLE MATERIAL | CLG WALL FLR | NO | NO | 4 | R
ICY | ICYNENE CLASSIC 45 | URETHANE | SINGLE MATERIAL | CLG WALL FLR | NO | NO | 3.7 | R
IHM | ICYNENE HFO MAX | URETHANE | SYSTEM | CLG WALL FLR | YES | YES | 7.5 | R
INM | ICYNENE OC NO-MIX | URETHANE | SYSTEM | WALL | NO | NO | 3.8 | R
IU5 | ICYNENE ULTRA 50 | URETHANE | SYSTEM | CLG WALL FLR | NO | NO | 3.81 | R
IXS | ICYNENE XPRESS 55 | URETHANE | SYSTEM | CLG WALL FLR | NO | NO | 3.66 | R
** AT 2.3 INCH THICKNESS
* DESCRIPTION OF BRAND CODES:
| HLH = HEATLOK HFO | INM = ICYNENE OC NO-MIX
| IC7 = ICYNENE CLASSIC 75 | IU5 = ICYNENE ULTRA 50
| ICY = ICYNENE CLASSIC 45 | IXS = ICYNENE XPRESS
IHM = ICYNENE HFO MAX
ICP Building Solutions Group - T 1540 |  |  |  | Updated 03/12/2025
HF | CV HFO | URETHANE | SYSTEM | CLG WALL FLR | NO | NO | 6.4 | R
HF | E84 HFO | URETHANE | SYSTEM | CLG WALL FLR | YES** | NO | 6.1 | R
HF | E84 SPF HFO | URETHANE | SYSTEM | CLG WALL FLR | YES** | NO | 6.1 | R
AP | FOAM SYSTEM | URETHANE | SYSTEM | CLG WALL FLR | NO | NO | 6.44 | R
HF | FR HFO | URETHANE | SYSTEM | CLG WALL FLR | NO | NO | 6.44 | R
HF | HC SEALANTS | URETHANE | SINGLE MATERIAL | CLG WALL FLR | NO | NO | 4.7 | R
HF | HIGH DENSITY | URETHANE | SYSTEM | ROOF PATCH | NO | NO | 5.2 | R
HF | OPEN CELL HFO | URETHANE | SYSTEM | CLG WALL FLR | NO | NO | 4.4 | R
* DESCRIPTION OF BRAND CODES:
HF = HANDI-FOAM AP = APOC
**-at Roof/Wall juncturres exposed at 2 inch thickness x 6 inch depthxunlimited length.
***-Permeance <1.0 Perm at thickness >= 1.5 in.
****-Per applicable code and testing
2013 California Building Code Sec. 2603.4.1 and Sec. 2603.1
2013 California Residentail Code Sec. R316.5 and Sec. R316.6
ICC Evaluation Service Acceptance Criteria for Spray-applied Insulation (AC377), Appendix X
Johns Manville - T 1468 |  |  |  | Updated 11/02/2023
JMC | JM CORBOND HY OC SPF | URETHANE | SYSTEM | CLG WALL FLR | NO | NO | 3.6 | R
JMC | JM CORBOND IV | URETHANE | SYSTEM | CLG WALL FLR | YES* | YES | 7 | R
JMC | JM CORBOND OC SPF | URETHANE | SYSTEM | CLG WALL FLR | NO | NO | 3.8 | R
* DESCRIPTION OF BRAND CODES:
| JMC = JMCCORBOND | * Does not need an ignition barrier in unoccupied attics or crawl spaces
Natural Polymers LLC - T 1539 |  |  |  | Updated 10/12/2021
NT | NT0 | URETHANE | SYSTEM | CLG WALL FLR | YES | NO | 6.3 | R
NT | NT05 | URETHANE | SYSTEM | CLG WALL FLR | YES | NO | 3.7 | R
NT | NT05IB | URETHANE | SYSTEM | CLG WALL FLR | YES | NO | 3.7 | R
NT | NT10 | URETHANE | SYSTEM | CLG WALL FLR | YES | NO | 4.9 | R
NT | NT20HFOIBW | URETHANE | SYSTEM | CLG WALL FLR | YES | NO | 7.2 | R
NT | NTL | URETHANE | SYSTEM | CLG WALL FLR | YES | NO | 3.7 | R
* DESCRIPTION OF BRAND CODES:
NT=Natural-Therm
NCFI Polyurethanes - T 1401 |  |  |  | Updated 10/28/2021
END | NCFI 10-011 | POLYURETHANE | SINGLE MATERIAL | ROOF DECK | NO | YES | 6.9 | R
END | NCFI 10-013 | POLYURETHANE | SINGLE MATERIAL | ROOF DECK | NO | YES | 6.8 | R
END | NCFI 10-016 | POLYURETHANE | SINGLE MATERIAL | ROOF DECK | NO | YES | 6.1 | R
INS | INSULSTAR | POLYURETHANE | SINGLE MATERIAL | CLG WALL FLR | YES | YES | 6.8 | R
INS | NCFI 11-016 | POLYURETHANE | SINGLE MATERIAL | CLG WALL FLR | YES | YES | 6.4 | R
INS | NCFI 11-033 | POLYURETHANE | SINGLE MATERIAL | CLG WALL FLR | YES | YES | 6.7 | R
INS | NCFI 11-036 | POLYURETHANE | SINGLE MATERIAL | CLG WALL FLR | YES | YES | 6.9 | R
INS | NCFI 11-037 | POLYURETHANE | SINGLE MATERIAL | CLG WALL FLR | YES | YES | 6.9 | R
SEA | NCFI 12-008 | POLYURETHANE | SINGLE MATERIAL | CLG WALL FLR | YES | NO | 3.8 | R
T/I | INSULBLOC | POLYURETHANE | SINGLE MATERIAL | CLG WALL FLR | YES | YES | 6.4 | R
* DESCRIPTION OF BRAND CODES:
END = ENDURATECH SEA = SEALITE
INS = INSULSTAR T/I = THERMALSTOP/INSULBLOC
Polyglass USA - T 1529 |  |  |  | Updated 11/14/2023
PPF | POLYPUF H-1 | URETHANE | COMPOSITE | ROOF DECK | NO | NO | 6.9 | R
PPF | POLYPUF RG | URETHANE | COMPOSITE | ROOF DECK | NO | NO | 6.62 | R
* DESCRIPTION OF BRAND CODES:
PPF = POLYPUF RG
Quadrant Performance Materials, LLC - T 1553 |  |  |  | Updated 08/28/2025
QPCC | ENVIROSEAL CC PLATINUM MAX | URETHANE | SYSTEM | CLG WALL FLR | YES | YES | 7.2 | R
QPCC | ENVIROSEAL CC | URETHANE | SYSTEM | CLG WALL FLR | YES | YES | 6.9 | R
QPOC | ENVIROSEAL OC PLATINUM | URETHANE | SYSTEM | CLG WALL FLR | NO | NO | 3.8 | R
QPOX | ENVIROSEAL OCX PLATINUM | URETHANE | SYSTEM | CLG WALL FLR | NO | NO | 3.7 | R
* DESCRIPTION OF BRAND CODES:
| QPCC: QUADRANT PERFORMANCE CLOSED CELL | QPOC: QUADRANT PERFORMANCE OPEN CELL |  | QPOX: QUADRANT PERFORMANCE OPEN CELL X
Rhino Linings Corporation - T 1490 |  |  |  | Updated 11/22/2023
TGC | THERMAL GUARD CC2 ECO | URETHANE | SINGLE | CLG WALL FLR | NO | YES | 6 | R
TGO | THERMAL GUARD OC 1 | URETHANE | SINGLE | CLG WALL FLR | NO | YES | 4.7 | R
TGO | THERMAL GUARD OC 500 | URETHANE | SINGLE | CLG WALL FLR | NO | YES | 3.5 | R
* DESCRIPTION OF BRAND CODES:
TGC = THERMAL GUARD CLOSED CELL
TGO = THERMAL GUARD OPEN CELL
Soudal Accumetric - T 1542 |  |  |  | Updated 10/13/2023
BOS | BOSS2284 | URETHANE | SINGLE MATERIAL | WALL | NO | NO | 6.1 | R
BOS | BOSS2684 | URETHANE | SINGLE MATERIAL | WALL | NO | NO | 6.1 | R
MX2 | MAXTWO E84 | URETHANE | SINGLE MATERIAL | WALL | NO | NO | 6.1 | R
MX2 | MAXTWO E84XL | URETHANE | SINGLE MATERIAL | WALL | NO | NO | 6.1 | R
BOS = SOUDAFOAM BOSS
MX2 = SOUDAFOAM MAXTWO E84
SWD Urethane Company - T 1031 |  |  |  | Updated 12/28/2021
SWD | QUIK-SHIELD 100X | URETHANE | SINGLE MATERIAL | CLG WALL FLR | --- | NO | 3.7 | R
SWD | QUIK-SHIELD 104EZ | URETHANE | SINGLE MATERIAL | CLG WALL FLR | --- | NO | 3.9 | R
SWD | QUIK-SHIELD 106 | URETHANE | SINGLE MATERIAL | CLG WALL FLR | --- | NO | 3.7 | R
SWD | QUIK-SHIELD 108 | URETHANE | SINGLE MATERIAL | CLG WALL FLR | --- | NO | 3.6 | R
SWD | QUIK-SHIELD 144 | URETHANE | SINGLE MATERIAL | CLG WALL FLR | --- | YES | 7.5 | R
SWD | QUIK-SHIELD 155 | URETHANE | SINGLE MATERIAL | ROOF DECK | --- | NO | 5 | R
* DESCRIPTION OF BRAND CODES:
SWD = SOUTHWEST DISTRIBUTING
Tiger Foam Insulation - T 1528 |  |  |  | Updated 06/29/2021
TF | TIGERFOAM FAST RISE | URETHANE | COMPOSITE | CLG WALL FLR | NO | NO | 6 | R
TF | TIGERFOAM OPEN CELL | URETHANE | COMPOSITE | CLG WALL FLR | NO | NO | 4.3 | R
TF | TIGERFOAM QUICK CURE | URETHANE | COMPOSITE | CLG WALL FLR | NO | NO | 6 | R
* DESCRIPTION OF BRAND CODES:
TF = TIGERFOAM
Note on A5: COCOON
Note on A6: COCOON
Note on A7: SANCTUARY
Note on A18: DEMILEC APX
Note on A19: PROSEAL ECO
Note on A20: HEATLOK HFO
Note on A29: MOUNTAIN FIBER INSULATION
Note on A37: JOHNS MANVILLE
Note on A38: JOHNS MANVILLE
Note on A46: HOLCIM SOLUTIONS AND PRODUCTS U.S., LLC
Note on A47: HOLCIM SOLUTIONS AND PRODUCTS U.S., LLC
Note on A48: HOLCIM SOLUTIONS AND PRODUCTS U.S., LLC
Note on A49: HOLCIM SOLUTIONS AND PRODUCTS U.S., LLC
Note on A50: HOLCIM SOLUTIONS AND PRODUCTS U.S., LLC
Note on A51: HOLCIM SOLUTIONS AND PRODUCTS U.S., LLC
Note on A58: BASF CORP
Note on A59: BASF CORP
Note on A60: BASF CORP
Note on A61: BASF CORP
Note on A62: BASF CORP
Note on A63: BASF CORP
Note on A64: BASF CORP
Note on A65: BASF CORP
Note on A66: BASF CORP
Note on A67: BASF CORP
Note on A68: BASF CORP
Note on A69: BASF CORP
Note on A70: BASF CORP
Note on A71: BASF CORP
Note on A72: BASF CORP
Note on A82: BASF CORP
Note on A83: BASF CORP
Note on A84: BASF CORP
Note on A85: BASF CORP
Note on A86: BASF CORP
Note on A87: BASF CORP
Note on A88: BASF CORP
Note on A89: BASF CORP
Note on A90: BASF CORP
Note on A91: BASF CORP
Note on A101: Carlisle Spray Foam Insulation
Note on A102: Carlisle Spray Foam Insulation
Note on A103: Carlisle Spray Foam Insulation
Note on A104: Carlisle Spray Foam Insulation
Note on A105: Carlisle Spray Foam Insulation
Note on A106: Carlisle Spray Foam Insulation
Note on A107: Carlisle Spray Foam Insulation
Note on A108: Carlisle Spray Foam Insulation
Note on A109: Carlisle Spray Foam Insulation
Note on A110: Carlisle Spray Foam Insulation
Note on A123: ACCUFOAM™ OC
Note on A124: ACCUFOAM™ CC-HFO
Note on A125: ACCUFOAM™ CCR-HFO
Note on A134: DAP GLOBAL INC.
Note on A135: DAP GLOBAL INC.
Note on A136: DAP GLOBAL INC.
Note on A137: DAP GLOBAL INC.
Note on A138: DAP GLOBAL INC.
Note on A139: DAP GLOBAL INC.
Note on A140: DAP GLOBAL INC.
Note on A141: DAP GLOBAL INC.
Note on A142: DAP GLOBAL INC.
Note on A143: DAP GLOBAL INC.
Note on A144: DAP GLOBAL INC.
Note on A145: DAP GLOBAL INC.
Note on A146: DAP GLOBAL INC.
Note on A147: DAP GLOBAL INC.
Note on A154: FROTH-PAK
Note on A155: DOWGSP24OZ
Note on A163: Firestable
Note on A170: TITEBOND
Note on A171: TITEBOND
Note on A172: TITEBOND
Note on A178: ULTRATHANE
Note on A179: ULTRATHANE
Note on A180: ULTRATHANE
Note on A181: ULTRATHANE
Note on A182: ULTRATHANE
Note on A183: ULTRATHANE
Note on A184: ULTRATHANE
Note on A185: UNIVERSAL POLYMERS CORPORATION
Note on A186: UNIVERSAL POLYMERS CORPORATION
Note on A187: UNIVERSAL POLYMERS CORPORATION
Note on A188: UNIVERSAL POLYMERS CORPORATION
Note on A189: UNIVERSAL POLYMERS CORPORATION
Note on A199: GREEN SHIELD PRODUCTS
Note on A200: GREEN SHIELD PRODUCTS
Note on A201: GREEN SHIELD PRODUCTS
Note on A208: ACCELLA
Note on A209: ACCELLA
Note on A210: ACCELLA
Note on A217: HEATLOK HFO
Note on A218: ICYNENE CLASSIC 75
Note on A219: ICYNENE CLASSIC 45
Note on A220: HEATLOK HFO
Note on A221: ICYNENE OC NO-MIX
Note on A222: ICYNENE ULTRA 50
Note on A223: ICYNENE XPRESS
Note on A235: HANDI-FOAM
Note on A236: HANDI-FOAM
Note on A237: HANDI-FOAM
Note on A238: APOC
Note on A239: HANDI-FOAM
Note on A240: HANDI-FOAM
Note on A241: HANDI-FOAM
Note on A242: HANDI-FOAM
Note on A255: JMCCORBOND
Note on A256: JMCCORBOND
Note on A257: JMCCORBOND
Note on A264: Natural-Therm
Note on A265: Natural-Therm
Note on A266: Natural-Therm
Note on A267: Natural-Therm
Note on A268: Natural-Therm
Note on A269: Natural-Therm
Note on A276: ENDURATECH
Note on A277: ENDURATECH
Note on A278: ENDURATECH
Note on A279: INSULSTAR
Note on A280: INSULSTAR
Note on A281: INSULSTAR
Note on A282: INSULSTAR
Note on A283: INSULSTAR
Note on A284: SEALITE
Note on A285: THERMALSTOP/INSULBLOC
Note on A293: POLYPUF RG
Note on A294: POLYPUF RG
Note on A301: QUADRANT PERFORMANCE MATERIALS
Note on A302: QUADRANT PERFORMANCE MATERIALS
Note on A303: QUADRANT PERFORMANCE MATERIALS
Note on A304: QUADRANT PERFORMANCE MATERIALS
Note on A311: THERMAL GUARD CLOSED CELL
Note on A312: THERMAL GUARD OPEN CELL
Note on A313: THERMAL GUARD OPEN CELL
Note on A321: SOUDAFOAM BOSS
Note on A322: SOUDAFOAM BOSS
Note on A323: SOUDAFOAM MAXTWO E84
Note on A324: SOUDAFOAM MAXTWO E84
Note on A331: SOUTHWEST DISTRIBUTING
Note on A332: SOUTHWEST DISTRIBUTING
Note on A333: SOUTHWEST DISTRIBUTING
Note on A334: SOUTHWEST DISTRIBUTING
Note on A335: SOUTHWEST DISTRIBUTING
Note on A336: SOUTHWEST DISTRIBUTING
Note on A343: TIGERFOAM
Note on A344: TIGERFOAM
Note on A345: TIGERFOAM

## Loose Fill
BHGS - THERMAL INSULATION DIRECTORY LOOSE FILL INSULATION MANUFACTURERS/PRIVATE LABELS
Brand Code* | Product ID | Material | Type | Primary Use | Designed for Exposed Applications? | Acts as a Vapor Retarder? (Class I / II) | Design Density Lbs per Cubic Foot | Labeled Thermal Performance per Inch
Cellulose Fiber Loose Fill
Applegate Greenfiber Aquisition, LLC - T 1548 |  |  |  | Updated 01/24/2025
GF | ORKIN | CELLULOSE | SINGLE MATERIAL | CLG | YES | NO | 1.6 | 3.65 | R
GF | INSTAP | CELLULOSE | SINGLE MATERIAL | CLG | YES | NO | 1.6 | 3.65 | R
SP | SANCTUARY DEFENSE | CELLULOSE | SINGLE MATERIAL | CLG WALL FLR | YES | NO | 1.5 | 3.65 | R
SANC | SANCTUARY | CELLULOSE | SINGLE MATERIAL | CLG WALL FLR | YES | NO | 1.5 | 3.65 | R
* DESCRIPTION OF BRAND CODES:
GF= APPLEGATE INSULATION SYSTEMS
SANC = SANCTUARY
SP= SANCTUARY DEFENSE
Mountain Fiber Insulation Inc. - T 1405 |  |  |  | Updated 3/19/2009
MFI | 758164000441 | CELLULOSE | SINGLE MATERIAL | CLG WALL FLR | YES | NO | 1.60 | 3.7 | R
* DESCRIPTION OF BRAND CODES:
MFI = MOUNTAIN FIBER INSULATION
Mineral Fiber Loose Fill
Certainteed Corporation - T 1023 |  |  |  | Updated 11/12/2025
CT | INSULSAFE SP | FIBER GLASS | SINGLE MATERIAL | CEILING | YES | NO | 0.47 | 2.55 | R
CT | INSULSAFE SP | FIBER GLASS | SINGLE MATERIAL | WALL FLR | NO | NO | 1.6 | 4 | R
CT | INSULSAFE SP | FIBER GLASS | SINGLE MATERIAL | WALL FLR | NO | NO | 2.3 | 4.24 | R
CT | OPTIMA | FIBER GLASS | SINGLE MATERIAL | WALL | NO | NO | 1.6 | 4.06 | R
CT | OPTIMA | FIBER GLASS | SINGLE MATERIAL | WALL FLR | NO | NO | 2.3 | 4.2 | R
CT | ULTRATHERM | FIBER GLASS | SINGLE MATERIAL | CEILING | YES | NO | 0.6 | 2.35 | R
* DESCRIPTION OF BRAND CODES:
CT = CERTAINTEED
Johns Manville - T 1039 |  |  |  | Updated 10/28/2021
JM | ATTIC PROTECTOR | FIBER GLASS | SINGLE MATERIAL | CEILING | YES | NO | 0.38 | 2.42 | R
JM | B-770 HIGH DENSITY BLOWING WOOL | FIBER GLASS | SINGLE MATERIAL | CEILING | YES | NO | 0.97 | 2.29 | R
JM | CLIMATE PRO BW | FIBER GLASS | SINGLE MATERIAL | CEILING | YES | NO | 0.41 | 2.78 | R
JM | CLIMATE PRO MH | FIBER GLASS | SINGLE MATERIAL | CEILING | YES | NO | 0.87 | 3.53 | R
*DESCRIPTION OF BRAND CODES:
JM = JOHNS MANVILLE
Knauf Insulation - T 1002 |  |  |  | Updated 10/27/2025
KNF | BROWN LABEL | FIBER GLASS | SINGLE MATERIAL | CEILING | YES | NO | 0.55 | 2.4 | R
KNF | PERFORMANCE+ ECOFILL | FIBER GLASS | SINGLE MATERIAL | WALL | NO | NO | 2 | 4.2 | R
KNF | PERFORMANCE+ ECOFILL | FIBER GLASS | SINGLE MATERIAL | CEILING | YES | NO | 0.51 | 2.89 | R
KNF | JETSPRAY THERMAL | FIBER GLASS | SINGLE MATERIAL | WALL | NO | NO | 2 | 4 | R
KNF | PERFORMANCE+ JET STREAM ULTRA | FIBER GLASS | SINGLE MATERIAL | WALL | NO | NO | 1.8 | 4.2 | R
KNF | PERFORMANCE+ JET STREAM ULTRA | FIBER GLASS | SINGLE MATERIAL | CEILING | YES | NO | 0.505 | 2.89 | R
KNF | PERFORMANCE+ MANUFACTURED HOUSING BW | FIBER GLASS | SINGLE MATERIAL | CEILING | YES | NO | 0.539 | 2.96 | R
KNF | SUPERCUBE | FIBER GLASS | SINGLE MATERIAL | CEILING | YES | NO | 0.52 | 2.4 | R
* DESCRIPTION OF BRAND CODES:
KNF = KNAUF INSULATION
Owens Corning Insulating Systems LLC - T 1428 |  |  |  | Updated 08/09/2018
FG | ATTICAT BLOWN-IN | FIBER GLASS | SINGLE MATERIAL | CEILING | YES | NO | 0.475 | 2.86 | R
FG | PROCAT BLOWN-IN | FIBER GLASS | SINGLE MATERIAL | CEILING/WALL | YES | NO | 0.475 | 2.86 | R
FG | PROPINK | FIBER GLASS | SINGLE MATERIAL | CEILING | YES | NO | 0.475 | 2.86 | R
FG | PROPINK | FIBER GLASS | SINGLE MATERIAL | WALL | YES | NO | 1.3 | 4 | R
FG | PROPINK | FIBER GLASS | SINGLE MATERIAL | WALL | YES | NO | 1.8 | 4.36 | R
FG | PROPINK | FIBER GLASS | SINGLE MATERIAL | ROOF | YES | NO | 1.3 | 4 | R
FG | THERMAGLAS LF | FIBER GLASS | SINGLE MATERIAL | CEILING | YES | NO | 0.68 | 2.55 | R
* DESCRIPTION OF BRAND CODES:
FG = FIBERGLAS
Note on A5: APPLEGATE INSULATION SYSTEMS LLC
Note on A6: APPLEGATE INSULATION SYSTEMS LLC
Note on A7: SUPREME PLUS
Note on A8: SANCTUARY
Note on A18: MOUNTAIN FIBER INSULATION
Note on A25: CERTAINTEED
Note on A26: CERTAINTEED
Note on A27: CERTAINTEED
Note on A28: CERTAINTEED
Note on A29: CERTAINTEED
Note on A30: CERTAINTEED
Note on A37: JOHNS MANVILLE
Note on A38: JOHNS MANVILLE
Note on A39: JOHNS MANVILLE
Note on A40: JOHNS MANVILLE
Note on A47: KNAUF INSULATION
Note on A48: KNAUF INSULATION
Note on A49: KNAUF INSULATION
Note on A50: KNAUF INSULATION
Note on A51: KNAUF INSULATION
Note on A52: KNAUF INSULATION
Note on A53: KNAUF INSULATION
Note on A54: KNAUF INSULATION
Note on A61: FIBERGLAS
Note on A62: FIBERGLAS
Note on A63: FIBERGLAS
Note on A64: FIBERGLAS
Note on A65: FIBERGLAS
Note on A66: FIBERGLAS
Note on A67: FIBERGLAS

## Water Heater, Duct, Pipe Wrap
BHGS - THERMAL INSULATION DIRECTORY WATER HEATER, DUCT, PIPE WRAP INSULATION MANUFACTURERS
Brand Code | Product ID | Material | Type | Facing | Primary Use | Designed for Exposed Applica-tions? | Acts as a Vapor Retarder? (Class I / II) | Labeled Product Thickness Inches | Labeled Thermal Perform-ance | R, K or C Value
Mineral Fiber Water Heater, Duct & Pipe Wrap
Certainteed Corporation - T 1023 |  |  |  | Updated 01/08/2026
CT | CRIMPWRAP | FIBER GLASS | FACED SINGLE MATERIAL | ASJ | EQUIP/PIPES | YES | YES | 1 | 0.24** | K
CT | CRIMPWRAP | FIBER GLASS | FACED SINGLE MATERIAL | ASJ | EQUIP/PIPES | YES | YES | 1.5 | 0.24** | K
CT | CRIMPWRAP | FIBER GLASS | FACED SINGLE MATERIAL | ASJ | EQUIP/PIPES | YES | YES | 2 | 0.24** | K
CT | CRIMPWRAP | FIBER GLASS | FACED SINGLE MATERIAL | ASJ | EQUIP/PIPES | YES | YES | 2.5 | 0.24** | K
CT | CRIMPWRAP | FIBER GLASS | FACED SINGLE MATERIAL | ASJ | EQUIP/PIPES | YES | YES | 3 | 0.24** | K
CT | CRIMPWRAP | FIBER GLASS | FACED SINGLE MATERIAL | ASJ | EQUIP/PIPES | YES | YES | 3.5 | 0.24** | K
CT | DUCT WRAP-75 | FIBER GLASS | FSK FACED SGL MATERIAL | METAL | DUCTS | YES | YES | 1 | 2.8 | R
CT | DUCT WRAP-75 | FIBER GLASS | FSK FACED SGL MATERIAL | METAL | DUCTS | YES | YES | 1.5 | 4.2 | R
CT | DUCT WRAP-75 | FIBER GLASS | FSK FACED SGL MATERIAL | METAL | DUCTS | YES | YES | 2 | 5.6 | R
CT | DUCT WRAP-75 | FIBER GLASS | FSK FACED SGL MATERIAL | METAL | DUCTS | YES | YES | 2.125 | 6 | R
CT | DUCT WRAP-75 | FIBER GLASS | FSK FACED SGL MATERIAL | METAL | DUCTS | YES | YES | 2.25 | 6.5 | R
CT | DUCT WRAP-75 | FIBER GLASS | FSK FACED SGL MATERIAL | METAL | DUCTS | YES | YES | 2.5 | 7.1 | R
CT | DUCT WRAP-75 | FIBER GLASS | FSK FACED SGL MATERIAL | METAL | DUCTS | YES | YES | 3 | 8.3 | R
CT | DUCT WRAP-75 | FIBER GLASS | FSK FACED SGL MATERIAL | METAL | DUCTS | YES | YES | 4 | 11 | R
CT | DUCT WRAP-75 | FIBER GLASS | FSK FACED SGL MATERIAL | METAL | DUCTS | YES | YES | 4.5 | 12 | R
CT | DUCT WRAP-75 | FIBER GLASS | SINGLE MATERIAL | NONE | DUCTS | NO | NO | 1 | 2.8 | R
CT | DUCT WRAP-75 | FIBER GLASS | SINGLE MATERIAL | NONE | DUCTS | NO | NO | 1.5 | 4.2 | R
CT | DUCT WRAP-75 | FIBER GLASS | SINGLE MATERIAL | NONE | DUCTS | NO | NO | 2 | 5.6 | R
CT | DUCT WRAP-75 | FIBER GLASS | SINGLE MATERIAL | NONE | DUCTS | NO | NO | 2.125 | 6 | R
CT | DUCT WRAP-75 | FIBER GLASS | SINGLE MATERIAL | NONE | DUCTS | NO | NO | 2.25 | 6.5 | R
CT | DUCT WRAP-75 | FIBER GLASS | SINGLE MATERIAL | NONE | DUCTS | NO | NO | 2.5 | 7.1 | R
CT | DUCT WRAP-75 | FIBER GLASS | SINGLE MATERIAL | NONE | DUCTS | NO | NO | 3 | 8.3 | R
CT | DUCT WRAP-75 | FIBER GLASS | SINGLE MATERIAL | NONE | DUCTS | NO | NO | 4 | 11 | R
CT | DUCT WRAP-75 | FIBER GLASS | SINGLE MATERIAL | NONE | DUCTS | NO | NO | 4.5 | 12 | R
CT | DUCT WRAP-75 | FIBER GLASS | VINYL FCD SGL MATERIAL | PLASTIC | DUCTS | YES | YES | 1 | 2.8 | R
CT | DUCT WRAP-75 | FIBER GLASS | VINYL FCD SGL MATERIAL | PLASTIC | DUCTS | YES | YES | 1.5 | 4.2 | R
CT | DUCT WRAP-75 | FIBER GLASS | VINYL FCD SGL MATERIAL | PLASTIC | DUCTS | YES | YES | 2 | 5.6 | R
CT | DUCT WRAP-75 | FIBER GLASS | VINYL FCD SGL MATERIAL | PLASTIC | DUCTS | YES | YES | 2.125 | 6 | R
CT | DUCT WRAP-75 | FIBER GLASS | VINYL FCD SGL MATERIAL | PLASTIC | DUCTS | YES | YES | 2.25 | 6.5 | R
CT | DUCT WRAP-75 | FIBER GLASS | VINYL FCD SGL MATERIAL | PLASTIC | DUCTS | YES | YES | 2.5 | 7.1 | R
CT | DUCT WRAP-75 | FIBER GLASS | VINYL FCD SGL MATERIAL | PLASTIC | DUCTS | YES | YES | 3 | 8.3 | R
CT | DUCT WRAP-75 | FIBER GLASS | VINYL FCD SGL MATERIAL | PLASTIC | DUCTS | YES | YES | 4 | 11 | R
CT | DUCT WRAP-75 | FIBER GLASS | VINYL FCD SGL MATERIAL | PLASTIC | DUCTS | YES | YES | 4.5 | 12 | R
CT | DUCT WRAP-100 | FIBER GLASS | FSK FACED SGL MATERIAL | METAL | DUCTS | YES | YES | 1 | 3 | R
CT | DUCT WRAP-100 | FIBER GLASS | FSK FACED SGL MATERIAL | METAL | DUCTS | YES | YES | 1.5 | 4.5 | R
CT | DUCT WRAP-100 | FIBER GLASS | FSK FACED SGL MATERIAL | METAL | DUCTS | YES | YES | 2 | 6 | R
CT | DUCT WRAP-100 | FIBER GLASS | SINGLE MATERIAL | NONE | DUCTS | NO | NO | 1 | 3 | R
CT | DUCT WRAP-100 | FIBER GLASS | SINGLE MATERIAL | NONE | DUCTS | NO | NO | 1.5 | 4.5 | R
CT | DUCT WRAP-100 | FIBER GLASS | SINGLE MATERIAL | NONE | DUCTS | NO | NO | 2 | 6 | R
CT | DUCT WRAP-100 | FIBER GLASS | VINYL FCD SGL MATERIAL | PLASTIC | DUCTS | YES | YES | 1 | 3 | R
CT | DUCT WRAP-100 | FIBER GLASS | VINYL FCD SGL MATERIAL | PLASTIC | DUCTS | YES | YES | 1.5 | 4.5 | R
CT | DUCT WRAP-100 | FIBER GLASS | VINYL FCD SGL MATERIAL | PLASTIC | DUCTS | YES | YES | 2 | 6 | R
CT | DUCT WRAP-150 | FIBER GLASS | FSK FACED SGL MATERIAL | METAL | DUCTS | YES | YES | 1 | 3.2 | R
CT | DUCT WRAP-150 | FIBER GLASS | FSK FACED SGL MATERIAL | METAL | DUCTS | YES | YES | 1.5 | 4.8 | R
CT | DUCT WRAP-150 | FIBER GLASS | FSK FACED SGL MATERIAL | METAL | DUCTS | YES | YES | 2 | 6.4 | R
CT | DUCT WRAP-150 | FIBER GLASS | SINGLE MATERIAL | NONE | DUCTS | NO | NO | 1 | 3.2 | R
CT | DUCT WRAP-150 | FIBER GLASS | SINGLE MATERIAL | NONE | DUCTS | NO | NO | 1.5 | 4.8 | R
CT | DUCT WRAP-150 | FIBER GLASS | SINGLE MATERIAL | NONE | DUCTS | NO | NO | 2 | 6.4 | R
CT | DUCT WRAP-150 | FIBER GLASS | VINYL FCD SGL MATERIAL | PLASTIC | DUCTS | YES | YES | 1 | 3.2 | R
CT | DUCT WRAP-150 | FIBER GLASS | VINYL FCD SGL MATERIAL | PLASTIC | DUCTS | YES | YES | 1.5 | 4.8 | R
CT | DUCT WRAP-150 | FIBER GLASS | VINYL FCD SGL MATERIAL | PLASTIC | DUCTS | YES | YES | 2 | 6.4 | R
CT | TOUGHGARD R DUCT LINER-150 | FIBER GLASS | COATED SGL MATERIAL | OTHER | DUCTS | NO | NO | 1 | 4.2 | R
CT | TOUGHGARD R DUCT LINER-150 | FIBER GLASS | COATED SGL MATERIAL | OTHER | DUCTS | NO | NO | 1.5 | 6 | R
CT | TOUGHGARD R DUCT LINER-150 | FIBER GLASS | COATED SGL MATERIAL | OTHER | DUCTS | NO | NO | 2 | 8 | R
CT | TOUGHGARD T DUCT LINER-200 | FIBER GLASS | COATED SGL MATERIAL | OTHER | DUCTS | NO | NO | 0.5 | 2.1 | R
| * DESCRIPTION OF BRAND CODES: | ** Value is determined at 75°F
CT = CERTAINTEED
Johns Manville - T 1039 |  |  |  | Updated 09/14/2021
JM | DIFFUSER BOARD | FIBER GLASS | SINGLE MATERIAL | NONE | DUCTS | YES | NO | 1 | 4.3 | R
JM | DIFFUSER BOARD | FIBER GLASS | SINGLE MATERIAL | NONE | DUCTS | YES | NO | 1.375 | 6 | R
JM | DIFFUSER BOARD | FIBER GLASS | FACED SINGLE MATERIAL | FSK | DUCTS | YES | YES | 1 | 4.3 | R
JM | DIFFUSER BOARD | FIBER GLASS | FACED SINGLE MATERIAL | FSK | DUCTS | YES | YES | 1.375 | 6 | R
JM | DUCT LINER PM | FIBER GLASS | COMPOSITE | NONE | DUCTS | YES | NO | 0.5 | 2.2 | R
JM | DUCT LINER PM | FIBER GLASS | COMPOSITE | NONE | DUCTS | YES | NO | 1 | 4.2 | R
JM | DUCT LINER PM | FIBER GLASS | COMPOSITE | NONE | DUCTS | YES | NO | 1.5 | 6.3 | R
JM | DUCT LINER PM | FIBER GLASS | COMPOSITE | NONE | DUCTS | YES | NO | 2 | 8 | R
JM | FITTING FAB BOARD | FIBER GLASS | FACED SINGLE MATERIAL | FSK | DUCTS | YES | YES | 1 | 4.3 | R
JM | FITTING FAB BOARD | FIBER GLASS | FACED SINGLE MATERIAL | FSK | DUCTS | YES | YES | 1.5 | 6.5 | R
JM | FITTING FAB BOARD | FIBER GLASS | FACED SINGLE MATERIAL | FSK | DUCTS | YES | YES | 2 | 8.7 | R
JM | HTB 26 | FIBER GLASS | SINGLE MATERIAL | NONE | EQUIPMENT | YES | NO | 1 | 0.26 | K
JM | HTB 26 | FIBER GLASS | SINGLE MATERIAL | NONE | EQUIPMENT | YES | NO | 2 | 0.26 | K
JM | HTB 26 | FIBER GLASS | SINGLE MATERIAL | NONE | EQUIPMENT | YES | NO | 2.5 | 0.26 | K
JM | HTB 26 | FIBER GLASS | SINGLE MATERIAL | NONE | EQUIPMENT | YES | NO | 3 | 0.26 | K
JM | HTB 26 | FIBER GLASS | SINGLE MATERIAL | NONE | EQUIPMENT | YES | NO | 3.5 | 0.26 | K
JM | HTB 26 | FIBER GLASS | SINGLE MATERIAL | NONE | EQUIPMENT | YES | NO | 4 | 0.26 | K
JM | LINACOUSTIC RC | FIBER GLASS | COMPOSITE | NONE | DUCTS | YES | NO | 0.5 | 2.2 | R
JM | LINACOUSTIC RC | FIBER GLASS | COMPOSITE | NONE | DUCTS | YES | NO | 1 | 4.2 | R
JM | LINACOUSTIC RC | FIBER GLASS | COMPOSITE | NONE | DUCTS | YES | NO | 1.5 | 6.3 | R
JM | LINACOUSTIC RC | FIBER GLASS | COMPOSITE | NONE | DUCTS | YES | NO | 2 | 8 | R
JM | LINACOUSTIC RC | FIBER GLASS | COMPOSITE | NONE | DUCTS | YES | NO | 3 | 12 | R
JM | LINACOUSTIC RC-HP | FIBER GLASS | COMPOSITE | NONE | DUCTS | YES | NO | 1 | 4.3 | R
JM | LINACOUSTIC RC-IG | FIBER GLASS | COMPOSITE | NONE | DUCTS | YES | NO | 0.5 | 2.2 | R
JM | LINACOUSTIC RC-IG | FIBER GLASS | COMPOSITE | NONE | DUCTS | YES | NO | 1 | 4.2 | R
JM | LINACOUSTIC RC-IG | FIBER GLASS | COMPOSITE | NONE | DUCTS | YES | NO | 1.5 | 6.3 | R
JM | LINACOUSTIC RC-IG | FIBER GLASS | COMPOSITE | NONE | DUCTS | YES | NO | 2 | 8 | R
JM | LINACOUSTIC RC-IG | FIBER GLASS | COMPOSITE | NONE | DUCTS | YES | NO | 3 | 12 | R
JM | LINACOUSTIC R-300 | FIBER GLASS | FACED SINGLE MATERIAL | NONE | DUCTS | YES | NO | 1 | 4.3 | R
JM | LINACOUSTIC R-300 | FIBER GLASS | FACED SINGLE MATERIAL | NONE | DUCTS | YES | NO | 1.5 | 6.3 | R
JM | LINACOUSTIC R-300 | FIBER GLASS | FACED SINGLE MATERIAL | NONE | DUCTS | YES | NO | 2 | 8.7 | R
JM | LINACOUSTIC R-300 | FIBER GLASS | FACED SINGLE MATERIAL | NONE | DUCTS | YES | NO | 3 | 13 | R
JM | LINACOUSTIC R-300 | FIBER GLASS | FACED SINGLE MATERIAL | NONE | DUCTS | YES | NO | 4 | 17.4 | R
JM | MAD BD 475 | FIBER GLASS | FACED SINGLE MATERIAL | FSK | DUCTS | YES | YES | 1 | 4.3 | R
JM | MAD BD 800 | FIBER GLASS | FACED SINGLE MATERIAL | FSK | DUCTS | YES | YES | 1.5 | 6.5 | R
JM | MAD BD 800 | FIBER GLASS | FACED SINGLE MATERIAL | FSK | DUCTS | YES | YES | 2 | 8.7 | R
JM | MADSPIRA | FIBER GLASS | SINGLE MATERIAL | NONE | DUCTS | YES | NO | 1 | 0.23 | K
JM | MICRO-FLEX AP/FSK | FIBER GLASS | FACED SINGLE MATERIAL | MTL/PLAS | EQUIP/PIPES | YES | YES | 1 | 0.24 | K
JM | MICRO-FLEX AP/FSK | FIBER GLASS | FACED SINGLE MATERIAL | MTL/PLAS | EQUIP/PIPES | YES | YES | 1.5 | 0.24 | K
JM | MICRO-FLEX AP/FSK | FIBER GLASS | FACED SINGLE MATERIAL | MTL/PLAS | EQUIP/PIPES | YES | YES | 2 | 0.24 | K
JM | MICRO-FLEX AP/FSK | FIBER GLASS | FACED SINGLE MATERIAL | MTL/PLAS | EQUIP/PIPES | YES | YES | 2.5 | 0.24 | K
JM | MICRO-FLEX AP/FSK | FIBER GLASS | FACED SINGLE MATERIAL | MTL/PLAS | EQUIP/PIPES | YES | YES | 3 | 0.24 | K
JM | MICRO-FLEX AP/FSK | FIBER GLASS | FACED SINGLE MATERIAL | MTL/PLAS | EQUIP/PIPES | YES | YES | 3.5 | 0.24 | K
JM | MICRO-FLEX AP/FSK | FIBER GLASS | FACED SINGLE MATERIAL | MTL/PLAS | EQUIP/PIPES | YES | YES | 4 | 0.24 | K
JM | MICRO-LOK | FIBER GLASS | FACED SINGLE MATERIAL | MTL/PPR | PIPES | YES | YES | 0.5 | 0.25 | K
JM | MICRO-LOK | FIBER GLASS | FACED SINGLE MATERIAL | MTL/PPR | PIPES | YES | YES | 1 | 0.25 | K
JM | MICRO-LOK | FIBER GLASS | FACED SINGLE MATERIAL | MTL/PPR | PIPES | YES | YES | 1.5 | 0.25 | K
JM | MICRO-LOK | FIBER GLASS | FACED SINGLE MATERIAL | MTL/PPR | PIPES | YES | YES | 2 | 0.25 | K
JM | MICRO-LOK | FIBER GLASS | FACED SINGLE MATERIAL | MTL/PPR | PIPES | YES | YES | 2.5 | 0.25 | K
JM | MICRO-LOK | FIBER GLASS | FACED SINGLE MATERIAL | MTL/PPR | PIPES | YES | YES | 3 | 0.25 | K
JM | MICRO-LOK | FIBER GLASS | FACED SINGLE MATERIAL | MTL/PPR | PIPES | YES | YES | 3.5 | 0.25 | K
JM | MICRO-LOK | FIBER GLASS | FACED SINGLE MATERIAL | MTL/PPR | PIPES | YES | YES | 4 | 0.25 | K
JM | MICRO-LOK | FIBER GLASS | SINGLE MATERIAL | NONE | PIPES | YES | NO | 0.5 | 0.25 | K
JM | MICRO-LOK | FIBER GLASS | SINGLE MATERIAL | NONE | PIPES | YES | NO | 1 | 0.25 | K
JM | MICRO-LOK | FIBER GLASS | SINGLE MATERIAL | NONE | PIPES | YES | NO | 1.5 | 0.25 | K
JM | MICRO-LOK | FIBER GLASS | SINGLE MATERIAL | NONE | PIPES | YES | NO | 2 | 0.25 | K
JM | MICRO-LOK | FIBER GLASS | SINGLE MATERIAL | NONE | PIPES | YES | NO | 2.5 | 0.25 | K
JM | MICRO-LOK | FIBER GLASS | SINGLE MATERIAL | NONE | PIPES | YES | NO | 3 | 0.25 | K
JM | MICRO-LOK | FIBER GLASS | SINGLE MATERIAL | NONE | PIPES | YES | NO | 3.5 | 0.25 | K
JM | MICRO-LOK | FIBER GLASS | SINGLE MATERIAL | NONE | PIPES | YES | NO | 4 | 0.25 | K
JM | MICRO-LOK HP | FIBER GLASS | FACED SINGLE MATERIAL | MTL/PPR | PIPES | YES | YES | 1 | 0.24 | K
JM | MICRO-LOK HP | FIBER GLASS | FACED SINGLE MATERIAL | MTL/PPR | PIPES | YES | YES | 1.5 | 0.24 | K
JM | MICRO-LOK HP | FIBER GLASS | FACED SINGLE MATERIAL | MTL/PPR | PIPES | YES | YES | 2 | 0.24 | K
JM | MICRO-LOK HP | FIBER GLASS | FACED SINGLE MATERIAL | MTL/PPR | PIPES | YES | YES | 2.5 | 0.24 | K
JM | MICRO-LOK HP | FIBER GLASS | FACED SINGLE MATERIAL | MTL/PPR | PIPES | YES | YES | 3 | 0.24 | K
JM | MICRO-LOK HP | FIBER GLASS | FACED SINGLE MATERIAL | MTL/PPR | PIPES | YES | YES | 4 | 0.24 | K
JM | MICRO-LOK HP | FIBER GLASS | FACED SINGLE MATERIAL | MTL/PPR | PIPES | YES | YES | 0.5 | 0.25 | K
JM | MICRO-LOK HP | FIBER GLASS | SINGLE MATERIAL | NONE | PIPES | YES | NO | 0.5 | 0.25 | K
JM | MICRO-LOK HP | FIBER GLASS | SINGLE MATERIAL | NONE | PIPES | YES | NO | 1 | 0.25 | K
JM | MICRO-LOK HP | FIBER GLASS | SINGLE MATERIAL | NONE | PIPES | YES | NO | 1.5 | 0.25 | K
JM | MICRO-LOK HP | FIBER GLASS | SINGLE MATERIAL | NONE | PIPES | YES | NO | 2 | 0.25 | K
JM | MICRO-LOK HP | FIBER GLASS | SINGLE MATERIAL | NONE | PIPES | YES | NO | 2.5 | 0.25 | K
JM | MICRO-LOK HP | FIBER GLASS | SINGLE MATERIAL | NONE | PIPES | YES | NO | 3 | 0.25 | K
JM | MICRO-LOK HP | FIBER GLASS | SINGLE MATERIAL | NONE | PIPES | YES | NO | 3.5 | 0.25 | K
JM | MICRO-LOK HP | FIBER GLASS | SINGLE MATERIAL | NONE | PIPES | YES | NO | 4 | 0.25 | K
JM | MICRO-LOK HP | FIBER GLASS | SINGLE MATERIAL | NONE | PIPES | YES | NO | 4.5 | 0.25 | K
JM | MICRO-LOK HP | FIBER GLASS | SINGLE MATERIAL | NONE | PIPES | YES | NO | 5 | 0.25 | K
JM | MICRO-LOK HP | FIBER GLASS | SINGLE MATERIAL | NONE | PIPES | YES | YES | 1 | 0.25 | K
JM | MICRO-LOK HP | FIBER GLASS | SINGLE MATERIAL | NONE | PIPES | YES | YES | 1.5 | 0.25 | K
JM | MICRO-LOK HP | FIBER GLASS | SINGLE MATERIAL | NONE | PIPES | YES | YES | 2 | 0.25 | K
JM | MICRO-LOK HP | FIBER GLASS | SINGLE MATERIAL | NONE | PIPES | YES | YES | 2.5 | 0.25 | K
JM | MICRO-LOK HP | FIBER GLASS | SINGLE MATERIAL | NONE | PIPES | YES | YES | 3 | 0.25 | K
JM | MICRO-LOK HP | FIBER GLASS | SINGLE MATERIAL | NONE | PIPES | YES | YES | 3.5 | 0.25 | K
JM | MICRO-LOK HP | FIBER GLASS | SINGLE MATERIAL | NONE | PIPES | YES | YES | 4 | 0.25 | K
JM | MICRO-LOK HP | FIBER GLASS | SINGLE MATERIAL | NONE | PIPES | YES | YES | 4.5 | 0.25 | K
JM | MICRO-LOK HP | FIBER GLASS | SINGLE MATERIAL | NONE | PIPES | YES | YES | 5 | 0.25 | K
JM | MICROLITE | FIBER GLASS | FACED SINGLE MATERIAL | MTL/PLAS | EQUIP/DUCTS | YES | YES | 0.25 | 0.22 | K
JM | MICROLITE | FIBER GLASS | FACED SINGLE MATERIAL | MTL/PLAS | EQUIP/DUCTS | YES | YES | 0.25 | 0.23 | K
JM | MICROLITE | FIBER GLASS | FACED SINGLE MATERIAL | MTL/PLAS | EQUIP/DUCTS | YES | YES | 0.25 | 0.25 | K
JM | MICROLITE | FIBER GLASS | FACED SINGLE MATERIAL | MTL/PLAS | EQUIP/DUCTS | YES | YES | 0.25 | 0.27 | K
JM | MICROLITE | FIBER GLASS | FACED SINGLE MATERIAL | MTL/PLAS | EQUIP/DUCTS | YES | YES | 0.25 | 0.29 | K
JM | MICROLITE | FIBER GLASS | FACED SINGLE MATERIAL | MTL/PLAS | EQUIP/DUCTS | YES | YES | 0.25 | 0.31 | K
JM | MICROLITE | FIBER GLASS | FACED SINGLE MATERIAL | MTL/PLAS | EQUIP/DUCTS | YES | YES | 0.38 | 0.23 | K
JM | MICROLITE | FIBER GLASS | FACED SINGLE MATERIAL | MTL/PLAS | EQUIP/DUCTS | YES | YES | 0.38 | 0.25 | K
JM | MICROLITE | FIBER GLASS | FACED SINGLE MATERIAL | MTL/PLAS | EQUIP/DUCTS | YES | YES | 0.38 | 0.27 | K
JM | MICROLITE | FIBER GLASS | FACED SINGLE MATERIAL | MTL/PLAS | EQUIP/DUCTS | YES | YES | 0.38 | 0.29 | K
JM | MICROLITE | FIBER GLASS | FACED SINGLE MATERIAL | MTL/PLAS | EQUIP/DUCTS | YES | YES | 0.38 | 0.31 | K
JM | MICROLITE | FIBER GLASS | FACED SINGLE MATERIAL | MTL/PLAS | EQUIP/DUCTS | YES | YES | 0.5 | 0.22 | K
JM | MICROLITE | FIBER GLASS | FACED SINGLE MATERIAL | MTL/PLAS | EQUIP/DUCTS | YES | YES | 0.5 | 0.23 | K
JM | MICROLITE | FIBER GLASS | FACED SINGLE MATERIAL | MTL/PLAS | EQUIP/DUCTS | YES | YES | 0.5 | 0.25 | K
JM | MICROLITE | FIBER GLASS | FACED SINGLE MATERIAL | MTL/PLAS | EQUIP/DUCTS | YES | YES | 0.5 | 0.27 | K
JM | MICROLITE | FIBER GLASS | FACED SINGLE MATERIAL | MTL/PLAS | EQUIP/DUCTS | YES | YES | 0.5 | 0.29 | K
JM | MICROLITE | FIBER GLASS | FACED SINGLE MATERIAL | MTL/PLAS | EQUIP/DUCTS | YES | YES | 0.5 | 0.31 | K
JM | MICROLITE | FIBER GLASS | FACED SINGLE MATERIAL | MTL/PLAS | EQUIP/DUCTS | YES | YES | 0.75 | 0.22 | K
JM | MICROLITE | FIBER GLASS | FACED SINGLE MATERIAL | MTL/PLAS | EQUIP/DUCTS | YES | YES | 0.75 | 0.23 | K
JM | MICROLITE | FIBER GLASS | FACED SINGLE MATERIAL | MTL/PLAS | EQUIP/DUCTS | YES | YES | 0.75 | 0.25 | K
JM | MICROLITE | FIBER GLASS | FACED SINGLE MATERIAL | MTL/PLAS | EQUIP/DUCTS | YES | YES | 0.75 | 0.27 | K
JM | MICROLITE | FIBER GLASS | FACED SINGLE MATERIAL | MTL/PLAS | EQUIP/DUCTS | YES | YES | 0.75 | 0.29 | K
JM | MICROLITE | FIBER GLASS | FACED SINGLE MATERIAL | MTL/PLAS | EQUIP/DUCTS | YES | YES | 0.75 | 0.31 | K
JM | MICROLITE | FIBER GLASS | FACED SINGLE MATERIAL | MTL/PLAS | EQUIP/DUCTS | YES | YES | 1 | 0.23 | K
JM | MICROLITE | FIBER GLASS | FACED SINGLE MATERIAL | MTL/PLAS | EQUIP/DUCTS | YES | YES | 1 | 0.25 | K
JM | MICROLITE | FIBER GLASS | FACED SINGLE MATERIAL | MTL/PLAS | EQUIP/DUCTS | YES | YES | 1 | 0.27 | K
JM | MICROLITE | FIBER GLASS | FACED SINGLE MATERIAL | MTL/PLAS | EQUIP/DUCTS | YES | YES | 1 | 0.29 | K
JM | MICROLITE | FIBER GLASS | FACED SINGLE MATERIAL | MTL/PLAS | EQUIP/DUCTS | YES | YES | 1 | 0.31 | K
JM | MICROLITE | FIBER GLASS | FACED SINGLE MATERIAL | MTL/PLAS | EQUIP/DUCTS | YES | YES | 1.25 | 0.23 | K
JM | MICROLITE | FIBER GLASS | FACED SINGLE MATERIAL | MTL/PLAS | EQUIP/DUCTS | YES | YES | 1.25 | 0.25 | K
JM | MICROLITE | FIBER GLASS | FACED SINGLE MATERIAL | MTL/PLAS | EQUIP/DUCTS | YES | YES | 1.25 | 0.27 | K
JM | MICROLITE | FIBER GLASS | FACED SINGLE MATERIAL | MTL/PLAS | EQUIP/DUCTS | YES | YES | 1.25 | 0.29 | K
JM | MICROLITE | FIBER GLASS | FACED SINGLE MATERIAL | MTL/PLAS | EQUIP/DUCTS | YES | YES | 1.25 | 0.31 | K
JM | MICROLITE | FIBER GLASS | FACED SINGLE MATERIAL | MTL/PLAS | EQUIP/DUCTS | YES | YES | 1.5 | 0.23 | K
JM | MICROLITE | FIBER GLASS | FACED SINGLE MATERIAL | MTL/PLAS | EQUIP/DUCTS | YES | YES | 1.5 | 0.25 | K
JM | MICROLITE | FIBER GLASS | FACED SINGLE MATERIAL | MTL/PLAS | EQUIP/DUCTS | YES | YES | 1.5 | 0.27 | K
JM | MICROLITE | FIBER GLASS | FACED SINGLE MATERIAL | MTL/PLAS | EQUIP/DUCTS | YES | YES | 1.5 | 0.29 | K
JM | MICROLITE | FIBER GLASS | FACED SINGLE MATERIAL | MTL/PLAS | EQUIP/DUCTS | YES | YES | 1.5 | 0.31 | K
JM | MICROLITE | FIBER GLASS | FACED SINGLE MATERIAL | MTL/PLAS | EQUIP/DUCTS | YES | YES | 1.75 | 0.25 | K
JM | MICROLITE | FIBER GLASS | FACED SINGLE MATERIAL | MTL/PLAS | EQUIP/DUCTS | YES | YES | 1.75 | 0.27 | K
JM | MICROLITE | FIBER GLASS | FACED SINGLE MATERIAL | MTL/PLAS | EQUIP/DUCTS | YES | YES | 1.75 | 0.29 | K
JM | MICROLITE | FIBER GLASS | FACED SINGLE MATERIAL | MTL/PLAS | EQUIP/DUCTS | YES | YES | 1.75 | 0.31 | K
JM | MICROLITE | FIBER GLASS | FACED SINGLE MATERIAL | MTL/PLAS | EQUIP/DUCTS | YES | YES | 2 | 0.25 | K
JM | MICROLITE | FIBER GLASS | FACED SINGLE MATERIAL | MTL/PLAS | EQUIP/DUCTS | YES | YES | 2 | 0.27 | K
JM | MICROLITE | FIBER GLASS | FACED SINGLE MATERIAL | MTL/PLAS | EQUIP/DUCTS | YES | YES | 2 | 0.29 | K
JM | MICROLITE | FIBER GLASS | FACED SINGLE MATERIAL | MTL/PLAS | EQUIP/DUCTS | YES | YES | 2 | 0.31 | K
JM | MICROLITE | FIBER GLASS | FACED SINGLE MATERIAL | MTL/PLAS | EQUIP/DUCTS | YES | YES | 2.25 | 0.27 | K
JM | MICROLITE | FIBER GLASS | FACED SINGLE MATERIAL | MTL/PLAS | EQUIP/DUCTS | YES | YES | 2.25 | 0.29 | K
JM | MICROLITE | FIBER GLASS | FACED SINGLE MATERIAL | MTL/PLAS | EQUIP/DUCTS | YES | YES | 2.25 | 0.31 | K
JM | MICROLITE | FIBER GLASS | FACED SINGLE MATERIAL | MTL/PLAS | EQUIP/DUCTS | YES | YES | 2.5 | 0.27 | K
JM | MICROLITE | FIBER GLASS | FACED SINGLE MATERIAL | MTL/PLAS | EQUIP/DUCTS | YES | YES | 2.5 | 0.29 | K
JM | MICROLITE | FIBER GLASS | FACED SINGLE MATERIAL | MTL/PLAS | EQUIP/DUCTS | YES | YES | 2.5 | 0.31 | K
JM | MICROLITE | FIBER GLASS | FACED SINGLE MATERIAL | MTL/PLAS | EQUIP/DUCTS | YES | YES | 2.75 | 0.27 | K
JM | MICROLITE | FIBER GLASS | FACED SINGLE MATERIAL | MTL/PLAS | EQUIP/DUCTS | YES | YES | 2.75 | 0.29 | K
JM | MICROLITE | FIBER GLASS | FACED SINGLE MATERIAL | MTL/PLAS | EQUIP/DUCTS | YES | YES | 2.75 | 0.31 | K
JM | MICROLITE | FIBER GLASS | FACED SINGLE MATERIAL | MTL/PLAS | EQUIP/DUCTS | YES | YES | 3 | 0.27 | K
JM | MICROLITE | FIBER GLASS | FACED SINGLE MATERIAL | MTL/PLAS | EQUIP/DUCTS | YES | YES | 3 | 0.29 | K
JM | MICROLITE | FIBER GLASS | FACED SINGLE MATERIAL | MTL/PLAS | EQUIP/DUCTS | YES | YES | 3 | 0.31 | K
JM | MICROLITE | FIBER GLASS | FACED SINGLE MATERIAL | MTL/PLAS | EQUIP/DUCTS | YES | YES | 3.25 | 0.27 | K
JM | MICROLITE | FIBER GLASS | FACED SINGLE MATERIAL | MTL/PLAS | EQUIP/DUCTS | YES | YES | 3.25 | 0.29 | K
JM | MICROLITE | FIBER GLASS | FACED SINGLE MATERIAL | MTL/PLAS | EQUIP/DUCTS | YES | YES | 3.25 | 0.31 | K
JM | MICROLITE | FIBER GLASS | FACED SINGLE MATERIAL | MTL/PLAS | EQUIP/DUCTS | YES | YES | 3.5 | 0.27 | K
JM | MICROLITE | FIBER GLASS | FACED SINGLE MATERIAL | MTL/PLAS | EQUIP/DUCTS | YES | YES | 3.5 | 0.29 | K
JM | MICROLITE | FIBER GLASS | FACED SINGLE MATERIAL | MTL/PLAS | EQUIP/DUCTS | YES | YES | 3.5 | 0.31 | K
JM | MICROLITE | FIBER GLASS | FACED SINGLE MATERIAL | MTL/PLAS | EQUIP/DUCTS | YES | YES | 3.75 | 0.27 | K
JM | MICROLITE | FIBER GLASS | FACED SINGLE MATERIAL | MTL/PLAS | EQUIP/DUCTS | YES | YES | 3.75 | 0.29 | K
JM | MICROLITE | FIBER GLASS | FACED SINGLE MATERIAL | MTL/PLAS | EQUIP/DUCTS | YES | YES | 3.75 | 0.31 | K
JM | MICROLITE | FIBER GLASS | FACED SINGLE MATERIAL | MTL/PLAS | EQUIP/DUCTS | YES | YES | 4 | 0.27 | K
JM | MICROLITE | FIBER GLASS | FACED SINGLE MATERIAL | MTL/PLAS | EQUIP/DUCTS | YES | YES | 4 | 0.29 | K
JM | MICROLITE | FIBER GLASS | FACED SINGLE MATERIAL | MTL/PLAS | EQUIP/DUCTS | YES | YES | 4 | 0.31 | K
JM | MINWOOL®-1200 PIPE | MINERAL WOOL | SINGLE MATERIAL | NONE | PIPE | NO | NO | 1.5 | 0.23** | K
JM | MINWOOL®-1200 PIPE | MINERAL WOOL | SINGLE MATERIAL | NONE | PIPE | NO | NO | 2.5 | 0.23** | K
JM | MINWOOL®-1200 PIPE | MINERAL WOOL | SINGLE MATERIAL | NONE | PIPE | NO | NO | 3 | 0.23** | K
JM | MICROLITE FSK/PSK DUCT WRAP TYPE 75 | FIBER GLASS | FACED SINGLE MATERIAL | FSK/PSK | DUCTS | YES | YES | 1.5 | 4.2 | R
JM | MICROLITE FSK/PSK DUCT WRAP TYPE 75 | FIBER GLASS | FACED SINGLE MATERIAL | FSK/PSK | DUCTS | YES | YES | 2 | 5.6 | R
JM | MICROLITE FSK/PSK DUCT WRAP TYPE 75 | FIBER GLASS | FACED SINGLE MATERIAL | FSK/PSK | DUCTS | YES | YES | 2.2 | 6 | R
JM | MICROLITE FSK/PSK DUCT WRAP TYPE 75 | FIBER GLASS | FACED SINGLE MATERIAL | FSK/PSK | DUCTS | YES | YES | 3 | 8.3 | R
JM | MICROLITE FSK/PSK DUCT WRAP TYPE 75 | FIBER GLASS | FACED SINGLE MATERIAL | FSK/PSK | DUCTS | YES | YES | 4.4 | 12 | R
JM | MICROLITE FSK/PSK DUCT WRAP TYPE 75 | FIBER GLASS | FACED SINGLE MATERIAL | FSK/PSK | DUCTS | YES | YES | 5.75 | 16 | R
JM | MICROLITE FSK/PSK DUCT WRAP TYPE 75 | FIBER GLASS | FACED SINGLE MATERIAL | FSK/PSK | DUCTS | YES | YES | 7 | 19 | R
JM | MICROLITE FSK/PSK DUCT WRAP TYPE 100 | FIBER GLASS | FACED SINGLE MATERIAL | FSK/PSK | DUCTS | YES | YES | 1.5 | 5.6 | R
JM | MICROLITE FSK/PSK DUCT WRAP TYPE 100 | FIBER GLASS | FACED SINGLE MATERIAL | FSK/PSK | DUCTS | YES | YES | 2 | 7.4 | R
JM | MICROLITE FSK/PSK DUCT WRAP TYPE 150 | FIBER GLASS | FACED SINGLE MATERIAL | FSK/PSK | DUCTS | YES | YES | 1.5 | 6 | R
JM | MICROLITE FSK/PSK DUCT WRAP TYPE 150 | FIBER GLASS | FACED SINGLE MATERIAL | FSK/PSK | DUCTS | YES | YES | 2 | 8 | R
JM | MICROLITE STANDARD DUCT WRAP TYPE 60 | FIBER GLASS | SINGLE MATERIAL | NONE | DUCTS | YES | NO | 1.5 | 0.31 | K
JM | MICROLITE STANDARD DUCT WRAP TYPE 60 | FIBER GLASS | SINGLE MATERIAL | NONE | DUCTS | YES | NO | 2 | 0.31 | K
JM | MICROLITE STANDARD DUCT WRAP TYPE 60 | FIBER GLASS | SINGLE MATERIAL | NONE | DUCTS | YES | NO | 2.2 | 0.31 | K
JM | MICROLITE STANDARD DUCT WRAP TYPE 60 | FIBER GLASS | SINGLE MATERIAL | NONE | DUCTS | YES | NO | 3 | 0.31 | K
JM | MICROLITE STANDARD DUCT WRAP TYPE 75 | FIBER GLASS | SINGLE MATERIAL | NONE | DUCTS | YES | NO | 1.5 | 0.29 | K
JM | MICROLITE STANDARD DUCT WRAP TYPE 75 | FIBER GLASS | SINGLE MATERIAL | NONE | DUCTS | YES | NO | 2 | 0.29 | K
JM | MICROLITE STANDARD DUCT WRAP TYPE 75 | FIBER GLASS | SINGLE MATERIAL | NONE | DUCTS | YES | NO | 2.2 | 0.29 | K
JM | MICROLITE STANDARD DUCT WRAP TYPE 75 | FIBER GLASS | SINGLE MATERIAL | NONE | DUCTS | YES | NO | 3 | 0.29 | K
JM | MICROLITE STANDARD DUCT WRAP TYPE 100 | FIBER GLASS | SINGLE MATERIAL | NONE | DUCTS | YES | NO | 1.5 | 0.27 | K
JM | MICROLITE STANDARD DUCT WRAP TYPE 100 | FIBER GLASS | SINGLE MATERIAL | NONE | DUCTS | YES | NO | 2 | 0.27 | K
JM | MICROLITE STANDARD DUCT WRAP TYPE 150 | FIBER GLASS | SINGLE MATERIAL | NONE | DUCTS | YES | NO | 1.5 | 0.25 | K
JM | MICROLITE STANDARD DUCT WRAP TYPE 150 | FIBER GLASS | SINGLE MATERIAL | NONE | DUCTS | YES | NO | 2 | 0.25 | K
JM | PRECIPITATOR SG | FIBER GLASS | SINGLE MATERIAL | NONE | EQUIPMENT | YES | NO | 1 | 0.24 | K
JM | PRECIPITATOR SG | FIBER GLASS | SINGLE MATERIAL | NONE | EQUIPMENT | YES | NO | 1.5 | 0.24 | K
JM | PRECIPITATOR SG | FIBER GLASS | SINGLE MATERIAL | NONE | EQUIPMENT | YES | NO | 2 | 0.24 | K
JM | PRECIPITATOR SG | FIBER GLASS | SINGLE MATERIAL | NONE | EQUIPMENT | YES | NO | 2.5 | 0.24 | K
JM | PRECIPITATOR SG | FIBER GLASS | SINGLE MATERIAL | NONE | EQUIPMENT | YES | NO | 3 | 0.24 | K
JM | PRECIPITATOR SG | FIBER GLASS | SINGLE MATERIAL | NONE | EQUIPMENT | YES | NO | 4 | 0.24 | K
JM | PIPE WRAP | FIBER GLASS | FACED SINGLE MATERIAL | PLASTIC | PIPES | YES | YES | 0.5 | 1.80 | R
JM | SG SERIES SPIN-GLAS SG22 | FIBER GLASS | SINGLE MATERIAL | NONE | EQUIPMENT | NO | NO | 0.5 | 0.22 | K
JM | SG SERIES SPIN-GLAS SG22 | FIBER GLASS | SINGLE MATERIAL | NONE | EQUIPMENT | NO | NO | 1 | 0.22 | K
JM | SG SERIES SPIN-GLAS SG22 | FIBER GLASS | SINGLE MATERIAL | NONE | EQUIPMENT | NO | NO | 1.5 | 0.22 | K
JM | SG SERIES SPIN-GLAS SG22 | FIBER GLASS | SINGLE MATERIAL | NONE | EQUIPMENT | NO | NO | 2 | 0.22 | K
JM | SG SERIES SPIN-GLAS SG22 | FIBER GLASS | SINGLE MATERIAL | NONE | EQUIPMENT | NO | NO | 2.5 | 0.22 | K
JM | SG SERIES SPIN-GLAS SG22 | FIBER GLASS | SINGLE MATERIAL | NONE | EQUIPMENT | NO | NO | 3 | 0.22 | K
JM | SG SERIES SPIN-GLAS SG22 | FIBER GLASS | SINGLE MATERIAL | NONE | EQUIPMENT | NO | NO | 3.5 | 0.22 | K
JM | SG SERIES SPIN-GLAS SG22 | FIBER GLASS | SINGLE MATERIAL | NONE | EQUIPMENT | NO | NO | 4 | 0.22 | K
JM | SG SERIES SPIN-GLAS SG23 | FIBER GLASS | SINGLE MATERIAL | NONE | EQUIPMENT | NO | NO | 0.5 | 0.23 | K
JM | SG SERIES SPIN-GLAS SG23 | FIBER GLASS | SINGLE MATERIAL | NONE | EQUIPMENT | NO | NO | 1 | 0.23 | K
JM | SG SERIES SPIN-GLAS SG23 | FIBER GLASS | SINGLE MATERIAL | NONE | EQUIPMENT | NO | NO | 1.5 | 0.23 | K
JM | SG SERIES SPIN-GLAS SG23 | FIBER GLASS | SINGLE MATERIAL | NONE | EQUIPMENT | NO | NO | 2 | 0.23 | K
JM | SG SERIES SPIN-GLAS SG23 | FIBER GLASS | SINGLE MATERIAL | NONE | EQUIPMENT | NO | NO | 2.5 | 0.23 | K
JM | SG SERIES SPIN-GLAS SG23 | FIBER GLASS | SINGLE MATERIAL | NONE | EQUIPMENT | NO | NO | 3 | 0.23 | K
JM | SG SERIES SPIN-GLAS SG23 | FIBER GLASS | SINGLE MATERIAL | NONE | EQUIPMENT | NO | NO | 3.5 | 0.23 | K
JM | SG SERIES SPIN-GLAS SG23 | FIBER GLASS | SINGLE MATERIAL | NONE | EQUIPMENT | NO | NO | 4 | 0.23 | K
JM | SG SERIES SPIN-GLAS SG24 | FIBER GLASS | SINGLE MATERIAL | NONE | EQUIPMENT | NO | NO | 0.5 | 0.24 | K
JM | SG SERIES SPIN-GLAS SG24 | FIBER GLASS | SINGLE MATERIAL | NONE | EQUIPMENT | NO | NO | 1 | 0.24 | K
JM | SG SERIES SPIN-GLAS SG24 | FIBER GLASS | SINGLE MATERIAL | NONE | EQUIPMENT | NO | NO | 1.5 | 0.24 | K
JM | SG SERIES SPIN-GLAS SG24 | FIBER GLASS | SINGLE MATERIAL | NONE | EQUIPMENT | NO | NO | 2 | 0.24 | K
JM | SG SERIES SPIN-GLAS SG24 | FIBER GLASS | SINGLE MATERIAL | NONE | EQUIPMENT | NO | NO | 2.5 | 0.24 | K
JM | SG SERIES SPIN-GLAS SG24 | FIBER GLASS | SINGLE MATERIAL | NONE | EQUIPMENT | NO | NO | 3 | 0.24 | K
JM | SG SERIES SPIN-GLAS SG24 | FIBER GLASS | SINGLE MATERIAL | NONE | EQUIPMENT | NO | NO | 3.5 | 0.24 | K
JM | SG SERIES SPIN-GLAS SG24 | FIBER GLASS | SINGLE MATERIAL | NONE | EQUIPMENT | NO | NO | 4 | 0.24 | K
JM | SG SERIES SPIN-GLAS SG25 | FIBER GLASS | SINGLE MATERIAL | NONE | EQUIPMENT | NO | NO | 0.5 | 0.25 | K
JM | SG SERIES SPIN-GLAS SG25 | FIBER GLASS | SINGLE MATERIAL | NONE | EQUIPMENT | NO | NO | 1 | 0.25 | K
JM | SG SERIES SPIN-GLAS SG25 | FIBER GLASS | SINGLE MATERIAL | NONE | EQUIPMENT | NO | NO | 1.5 | 0.25 | K
JM | SG SERIES SPIN-GLAS SG25 | FIBER GLASS | SINGLE MATERIAL | NONE | EQUIPMENT | NO | NO | 2 | 0.25 | K
JM | SG SERIES SPIN-GLAS SG25 | FIBER GLASS | SINGLE MATERIAL | NONE | EQUIPMENT | NO | NO | 2.5 | 0.25 | K
JM | SG SERIES SPIN-GLAS SG25 | FIBER GLASS | SINGLE MATERIAL | NONE | EQUIPMENT | NO | NO | 3 | 0.25 | K
JM | SG SERIES SPIN-GLAS SG25 | FIBER GLASS | SINGLE MATERIAL | NONE | EQUIPMENT | NO | NO | 3.5 | 0.25 | K
JM | SG SERIES SPIN-GLAS SG25 | FIBER GLASS | SINGLE MATERIAL | NONE | EQUIPMENT | NO | NO | 4 | 0.25 | K
JM | SG SERIES SPIN-GLAS SG26 | FIBER GLASS | SINGLE MATERIAL | NONE | EQUIPMENT | NO | NO | 0.5 | 0.26 | K
JM | SG SERIES SPIN-GLAS SG26 | FIBER GLASS | SINGLE MATERIAL | NONE | EQUIPMENT | NO | NO | 1 | 0.26 | K
JM | SG SERIES SPIN-GLAS SG26 | FIBER GLASS | SINGLE MATERIAL | NONE | EQUIPMENT | NO | NO | 1.5 | 0.26 | K
JM | SG SERIES SPIN-GLAS SG26 | FIBER GLASS | SINGLE MATERIAL | NONE | EQUIPMENT | NO | NO | 2 | 0.26 | K
JM | SG SERIES SPIN-GLAS SG26 | FIBER GLASS | SINGLE MATERIAL | NONE | EQUIPMENT | NO | NO | 2.5 | 0.26 | K
JM | SG SERIES SPIN-GLAS SG26 | FIBER GLASS | SINGLE MATERIAL | NONE | EQUIPMENT | NO | NO | 3 | 0.26 | K
JM | SG SERIES SPIN-GLAS SG26 | FIBER GLASS | SINGLE MATERIAL | NONE | EQUIPMENT | NO | NO | 3.5 | 0.26 | K
JM | SG SERIES SPIN-GLAS SG26 | FIBER GLASS | SINGLE MATERIAL | NONE | EQUIPMENT | NO | NO | 4 | 0.26 | K
JM | SG SERIES SPIN-GLAS SG28 | FIBER GLASS | SINGLE MATERIAL | NONE | EQUIPMENT | NO | NO | 0.5 | 0.27 | K
JM | SG SERIES SPIN-GLAS SG28 | FIBER GLASS | SINGLE MATERIAL | NONE | EQUIPMENT | NO | NO | 1 | 0.27 | K
JM | SG SERIES SPIN-GLAS SG28 | FIBER GLASS | SINGLE MATERIAL | NONE | EQUIPMENT | NO | NO | 1.5 | 0.27 | K
JM | SG SERIES SPIN-GLAS SG28 | FIBER GLASS | SINGLE MATERIAL | NONE | EQUIPMENT | NO | NO | 2 | 0.27 | K
JM | SG SERIES SPIN-GLAS SG28 | FIBER GLASS | SINGLE MATERIAL | NONE | EQUIPMENT | NO | NO | 2.5 | 0.27 | K
JM | SG SERIES SPIN-GLAS SG28 | FIBER GLASS | SINGLE MATERIAL | NONE | EQUIPMENT | NO | NO | 3 | 0.27 | K
JM | SG SERIES SPIN-GLAS SG28 | FIBER GLASS | SINGLE MATERIAL | NONE | EQUIPMENT | NO | NO | 3.5 | 0.27 | K
JM | SG SERIES SPIN-GLAS SG28 | FIBER GLASS | SINGLE MATERIAL | NONE | EQUIPMENT | NO | NO | 4 | 0.27 | K
JM | SG SERIES SPIN-GLAS SG30 | FIBER GLASS | SINGLE MATERIAL | NONE | EQUIPMENT | NO | NO | 0.5 | 0.3 | K
JM | SG SERIES SPIN-GLAS SG30 | FIBER GLASS | SINGLE MATERIAL | NONE | EQUIPMENT | NO | NO | 1 | 0.3 | K
JM | SG SERIES SPIN-GLAS SG30 | FIBER GLASS | SINGLE MATERIAL | NONE | EQUIPMENT | NO | NO | 1.5 | 0.3 | K
JM | SG SERIES SPIN-GLAS SG30 | FIBER GLASS | SINGLE MATERIAL | NONE | EQUIPMENT | NO | NO | 2 | 0.3 | K
JM | SG SERIES SPIN-GLAS SG30 | FIBER GLASS | SINGLE MATERIAL | NONE | EQUIPMENT | NO | NO | 2.5 | 0.3 | K
JM | SG SERIES SPIN-GLAS SG30 | FIBER GLASS | SINGLE MATERIAL | NONE | EQUIPMENT | NO | NO | 3 | 0.3 | K
JM | SG SERIES SPIN-GLAS SG30 | FIBER GLASS | SINGLE MATERIAL | NONE | EQUIPMENT | NO | NO | 3.5 | 0.3 | K
JM | SG SERIES SPIN-GLAS SG30 | FIBER GLASS | SINGLE MATERIAL | NONE | EQUIPMENT | NO | NO | 4 | 0.3 | K
JM | SG SERIES SPIN-GLAS SG32 | FIBER GLASS | SINGLE MATERIAL | NONE | EQUIPMENT | NO | NO | 0.5 | 0.32 | K
JM | SG SERIES SPIN-GLAS SG32 | FIBER GLASS | SINGLE MATERIAL | NONE | EQUIPMENT | NO | NO | 1 | 0.32 | K
JM | SG SERIES SPIN-GLAS SG32 | FIBER GLASS | SINGLE MATERIAL | NONE | EQUIPMENT | NO | NO | 1.5 | 0.32 | K
JM | SG SERIES SPIN-GLAS SG32 | FIBER GLASS | SINGLE MATERIAL | NONE | EQUIPMENT | NO | NO | 2 | 0.32 | K
JM | SG SERIES SPIN-GLAS SG32 | FIBER GLASS | SINGLE MATERIAL | NONE | EQUIPMENT | NO | NO | 2.5 | 0.32 | K
JM | SG SERIES SPIN-GLAS SG32 | FIBER GLASS | SINGLE MATERIAL | NONE | EQUIPMENT | NO | NO | 3 | 0.32 | K
JM | SG SERIES SPIN-GLAS SG32 | FIBER GLASS | SINGLE MATERIAL | NONE | EQUIPMENT | NO | NO | 3.5 | 0.32 | K
JM | SG SERIES SPIN-GLAS SG32 | FIBER GLASS | SINGLE MATERIAL | NONE | EQUIPMENT | NO | NO | 4 | 0.32 | K
JM | SG SERIES SPIN-GLAS SG34 | FIBER GLASS | SINGLE MATERIAL | NONE | EQUIPMENT | NO | NO | 0.5 | 0.34 | K
JM | SG SERIES SPIN-GLAS SG34 | FIBER GLASS | SINGLE MATERIAL | NONE | EQUIPMENT | NO | NO | 1 | 0.34 | K
JM | SG SERIES SPIN-GLAS SG34 | FIBER GLASS | SINGLE MATERIAL | NONE | EQUIPMENT | NO | NO | 1.5 | 0.34 | K
JM | SG SERIES SPIN-GLAS SG34 | FIBER GLASS | SINGLE MATERIAL | NONE | EQUIPMENT | NO | NO | 2 | 0.34 | K
JM | SG SERIES SPIN-GLAS SG34 | FIBER GLASS | SINGLE MATERIAL | NONE | EQUIPMENT | NO | NO | 2.5 | 0.34 | K
JM | SG SERIES SPIN-GLAS SG34 | FIBER GLASS | SINGLE MATERIAL | NONE | EQUIPMENT | NO | NO | 3 | 0.34 | K
JM | SG SERIES SPIN-GLAS SG34 | FIBER GLASS | SINGLE MATERIAL | NONE | EQUIPMENT | NO | NO | 3.5 | 0.34 | K
JM | SG SERIES SPIN-GLAS SG34 | FIBER GLASS | SINGLE MATERIAL | NONE | EQUIPMENT | NO | NO | 4 | 0.34 | K
JM | SPIN-GLAS WH XG / RANGE-GLAS XG - 1.02 PCF | FIBER GLASS | SINGLE MATERIAL | NONE | EQUIPMENT | NO | NO | 1 | 0.26 | K
JM | SPIN-GLAS WH XG / RANGE-GLAS XG - 1.02 PCF | FIBER GLASS | SINGLE MATERIAL | NONE | EQUIPMENT | NO | NO | 1.5 | 0.26 | K
JM | SPIN-GLAS WH XG / RANGE-GLAS XG - 1.02 PCF | FIBER GLASS | SINGLE MATERIAL | NONE | EQUIPMENT | NO | NO | 2 | 0.26 | K
JM | SPIN-GLAS WH XG / RANGE-GLAS XG - 1.02 PCF | FIBER GLASS | SINGLE MATERIAL | NONE | EQUIPMENT | NO | NO | 2.5 | 0.26 | K
JM | SPIN-GLAS WH XG / RANGE-GLAS XG - 1.02 PCF | FIBER GLASS | SINGLE MATERIAL | NONE | EQUIPMENT | NO | NO | 3 | 0.26 | K
JM | SPIN-GLAS WH XG / RANGE-GLAS XG - 1.02 PCF | FIBER GLASS | SINGLE MATERIAL | NONE | EQUIPMENT | NO | NO | 3.5 | 0.26 | K
JM | SPIN-GLAS WH XG / RANGE-GLAS XG - 1.02 PCF | FIBER GLASS | SINGLE MATERIAL | NONE | EQUIPMENT | NO | NO | 4 | 0.26 | K
JM | SPIN-GLAS WH XG / RANGE-GLAS XG - 1.26 PCF | FIBER GLASS | SINGLE MATERIAL | NONE | EQUIPMENT | NO | NO | 1 | 0.24 | K
JM | SPIN-GLAS WH XG / RANGE-GLAS XG - 1.26 PCF | FIBER GLASS | SINGLE MATERIAL | NONE | EQUIPMENT | NO | NO | 1.5 | 0.24 | K
JM | SPIN-GLAS WH XG / RANGE-GLAS XG - 1.26 PCF | FIBER GLASS | SINGLE MATERIAL | NONE | EQUIPMENT | NO | NO | 2 | 0.24 | K
JM | SPIN-GLAS WH XG / RANGE-GLAS XG - 1.26 PCF | FIBER GLASS | SINGLE MATERIAL | NONE | EQUIPMENT | NO | NO | 2.5 | 0.24 | K
JM | SPIN-GLAS WH XG / RANGE-GLAS XG - 1.26 PCF | FIBER GLASS | SINGLE MATERIAL | NONE | EQUIPMENT | NO | NO | 3 | 0.24 | K
JM | SPIN-GLAS WH XG / RANGE-GLAS XG - 1.76 PCF | FIBER GLASS | SINGLE MATERIAL | NONE | EQUIPMENT | NO | NO | 1 | 0.23 | K
JM | SPIN-GLAS WH XG / RANGE-GLAS XG - 1.76 PCF | FIBER GLASS | SINGLE MATERIAL | NONE | EQUIPMENT | NO | NO | 1.5 | 0.23 | K
JM | SPIN-GLAS WH XG / RANGE-GLAS XG - 1.76 PCF | FIBER GLASS | SINGLE MATERIAL | NONE | EQUIPMENT | NO | NO | 2 | 0.23 | K
JM | SPIN-GLAS WH XG / RANGE-GLAS XG - 2.00 PCF | FIBER GLASS | SINGLE MATERIAL | NONE | EQUIPMENT | NO | NO | 1 | 0.22 | K
JM | SPIN-GLAS WH XG / RANGE-GLAS XG - 2.00 PCF | FIBER GLASS | SINGLE MATERIAL | NONE | EQUIPMENT | NO | NO | 1.5 | 0.22 | K
JM | SPIN-GLAS WH XG / RANGE-GLAS XG - 2.00 PCF | FIBER GLASS | SINGLE MATERIAL | NONE | EQUIPMENT | NO | NO | 2 | 0.22 | K
JM | SPIN-GLAS WH XG / RANGE-GLAS XG - 2.50 PCF | FIBER GLASS | SINGLE MATERIAL | NONE | EQUIPMENT | NO | NO | 1 | 0.22 | K
JM | SPIN-GLAS WH XG / RANGE-GLAS XG - 2.50 PCF | FIBER GLASS | SINGLE MATERIAL | NONE | EQUIPMENT | NO | NO | 1.5 | 0.22 | K
JM | SPIRACOUSTIC PLUS | FIBER GLASS | FACED SINGLE MATERIAL | FSK | DUCTS | YES | YES | 1 | 4.3 | R
JM | SPIRACOUSTIC PLUS | FIBER GLASS | FACED SINGLE MATERIAL | FSK | DUCTS | YES | YES | 1.5 | 6.5 | R
JM | SPIRACOUSTIC PLUS | FIBER GLASS | FACED SINGLE MATERIAL | FSK | DUCTS | YES | YES | 2 | 8.7 | R
JM | SPIRAL SG 75 | FIBER GLASS | SINGLE MATERIAL | NONE | DUCTS | YES | NO | 1 | 0.3 | K
JM | SPIRAL SG 76 | FIBER GLASS | SINGLE MATERIAL | NONE | DUCTS | YES | NO | 2 | 0.3 | K
JM | SPIRAL SG 85 | FIBER GLASS | SINGLE MATERIAL | NONE | DUCTS | YES | NO | 1 | 0.27 | K
JM | SPIRAL SG 85 | FIBER GLASS | SINGLE MATERIAL | NONE | DUCTS | YES | NO | 2 | 0.27 | K
JM | SPIRAL SG 100 | FIBER GLASS | SINGLE MATERIAL | NONE | DUCTS | YES | NO | 1 | 0.26 | K
JM | SPIRAL SG 100 | FIBER GLASS | SINGLE MATERIAL | NONE | DUCTS | YES | NO | 2 | 0.26 | K
JM | SPIRAL SG 125 | FIBER GLASS | SINGLE MATERIAL | NONE | DUCTS | YES | NO | 1 | 0.25 | K
JM | SPIRAL SG 125 | FIBER GLASS | SINGLE MATERIAL | NONE | DUCTS | YES | NO | 2 | 0.25 | K
JM | SPIRAL SG 150 | FIBER GLASS | SINGLE MATERIAL | NONE | DUCTS | YES | NO | 1 | 0.24 | K
JM | SPIRAL SG 150 | FIBER GLASS | SINGLE MATERIAL | NONE | DUCTS | YES | NO | 2 | 0.24 | K
JM | SUPERDUCT 475 | FIBER GLASS | FACED SINGLE MATERIAL | FSK | DUCTS | YES | YES | 1 | 4.3 | R
JM | SUPERDUCT 800 | FIBER GLASS | FACED SINGLE MATERIAL | FSK | DUCTS | YES | YES | 1.5 | 6.5 | R
JM | SUPERDUCT 800 | FIBER GLASS | FACED SINGLE MATERIAL | FSK | DUCTS | YES | YES | 2 | 8.7 | R
JM | ZESTON HI-LO INSULATION INSERTS | FIBER GLASS | SINGLE MATERIAL | NONE | PIPES | YES | NO | 2 | 0.26 | K
** @100F
* DESCRIPTION OF BRAND CODES:
JM = JOHNS MANVILLE
Knauf Insulation - T 1002 |  |  |  | Updated 10/27/2025
KNF | ALLEY-K | FIBER GLASS | FACED SINGLE MATERIAL | PAPER | PIPES | YES | YES | 0.5 | 0.23 | K
KNF | ALLEY-K | FIBER GLASS | FACED SINGLE MATERIAL | PAPER | PIPES | YES | YES | 1 | 0.23 | K
KNF | ALLEY-K | FIBER GLASS | FACED SINGLE MATERIAL | PAPER | PIPES | YES | YES | 1.5 | 0.23 | K
KNF | ALLEY-K | FIBER GLASS | FACED SINGLE MATERIAL | PAPER | PIPES | YES | YES | 2 | 0.23 | K
KNF | ALLEY-K | FIBER GLASS | FACED SINGLE MATERIAL | PAPER | PIPES | YES | YES | 2.5 | 0.23 | K
KNF | ALLEY-K | FIBER GLASS | FACED SINGLE MATERIAL | PAPER | PIPES | YES | YES | 3 | 0.23 | K
KNF | ALLEY-K | FIBER GLASS | FACED SINGLE MATERIAL | PAPER | PIPES | YES | YES | 3.5 | 0.23 | K
KNF | ALLEY-K | FIBER GLASS | FACED SINGLE MATERIAL | PAPER | PIPES | YES | YES | 4 | 0.23 | K
KNF | ALLEY-K | FIBER GLASS | FACED SINGLE MATERIAL | PAPER | PIPES | YES | YES | 4.5 | 0.23 | K
KNF | ALLEY-K | FIBER GLASS | FACED SINGLE MATERIAL | PAPER | PIPES | YES | YES | 5 | 0.23 | K
KNF | ALLEY-K | FIBER GLASS | FACED SINGLE MATERIAL | PAPER | PIPES | YES | YES | 5.5 | 0.23 | K
KNF | ALLEY-K | FIBER GLASS | FACED SINGLE MATERIAL | PAPER | PIPES | YES | YES | 6 | 0.23 | K
KNF | ALLEY WRAP FCD .75 PCF | FIBER GLASS | FACED SINGLE MATERIAL | METAL | DUCTS | YES | YES | 1.5 | 4.2 | R
KNF | ALLEY WRAP FCD .75 PCF | FIBER GLASS | FACED SINGLE MATERIAL | METAL | DUCTS | YES | YES | 2 | 5.6 | R
KNF | ALLEY WRAP FCD .75 PCF | FIBER GLASS | FACED SINGLE MATERIAL | METAL | DUCTS | YES | YES | 2.5 | 7 | R
KNF | ALLEY WRAP FCD .75 PCF | FIBER GLASS | FACED SINGLE MATERIAL | METAL | DUCTS | YES | YES | 3 | 8.4 | R
KNF | ALLEY WRAP FCD 1.0 PCF | FIBER GLASS | FACED SINGLE MATERIAL | METAL | DUCTS | YES | YES | 1.5 | 4.5 | R
KNF | ALLEY WRAP FCD 1.0 PCF | FIBER GLASS | FACED SINGLE MATERIAL | METAL | DUCTS | YES | YES | 2 | 6 | R
KNF | ALLEY WRAP FCD 1.5 PCF | FIBER GLASS | FACED SINGLE MATERIAL | METAL | DUCTS | YES | YES | 1.5 | 4.8 | R
KNF | ALLEY WRAP FCD 1.5 PCF | FIBER GLASS | FACED SINGLE MATERIAL | METAL | DUCTS | YES | YES | 2 | 6.4 | R
KNF | ALLEY WRAP PLN .75 PCF | FIBER GLASS | SINGLE MATERIAL | NONE | DUCTS | YES | NO | 1.5 | 4.2 | R
KNF | ALLEY WRAP PLN .75 PCF | FIBER GLASS | SINGLE MATERIAL | NONE | DUCTS | YES | NO | 2 | 5.6 | R
KNF | ALLEY WRAP PLN 1.0 PCF | FIBER GLASS | SINGLE MATERIAL | NONE | DUCTS | YES | NO | 1.5 | 4.5 | R
KNF | ALLEY WRAP PLN 1.0 PCF | FIBER GLASS | SINGLE MATERIAL | NONE | DUCTS | YES | NO | 2 | 6 | R
KNF | DTWP FCD .75PCF | FIBER GLASS | FACED SINGLE MATERIAL | METAL | DUCTS | YES | YES | 1.5 | 4.2 | R
KNF | DTWP FCD .75PCF | FIBER GLASS | FACED SINGLE MATERIAL | METAL | DUCTS | YES | YES | 2 | 5.6 | R
KNF | DTWP FCD .75PCF | FIBER GLASS | FACED SINGLE MATERIAL | METAL | DUCTS | YES | YES | 2.19 | 6 | R
KNF | DTWP FCD .75PCF | FIBER GLASS | FACED SINGLE MATERIAL | METAL | DUCTS | YES | YES | 2.5 | 7 | R
KNF | DTWP FCD .75PCF | FIBER GLASS | FACED SINGLE MATERIAL | METAL | DUCTS | YES | YES | 3 | 8.4 | R
KNF | DTWP FCD .75PCF | FIBER GLASS | FACED SINGLE MATERIAL | PLASTIC | DUCTS | YES | YES | 1.5 | 4.2 | R
KNF | DTWP FCD .75PCF | FIBER GLASS | FACED SINGLE MATERIAL | PLASTIC | DUCTS | YES | YES | 2 | 5.6 | R
KNF | DTWP FCD .75PCF | FIBER GLASS | FACED SINGLE MATERIAL | PLASTIC | DUCTS | YES | YES | 3 | 8.4 | R
KNF | DTWP FCD 1.0PCF | FIBER GLASS | FACED SINGLE MATERIAL | METAL | DUCTS | YES | YES | 1.5 | 4.5 | R
KNF | DTWP FCD 1.0PCF | FIBER GLASS | FACED SINGLE MATERIAL | METAL | DUCTS | YES | YES | 2 | 6 | R
KNF | DTWP FCD 1.0PCF | FIBER GLASS | FACED SINGLE MATERIAL | PLASTIC | DUCTS | YES | YES | 1.5 | 4.5 | R
KNF | DTWP FCD 1.0PCF | FIBER GLASS | FACED SINGLE MATERIAL | PLASTIC | DUCTS | YES | YES | 2 | 6 | R
KNF | DTWP FCD 1.5PCF | FIBER GLASS | FACED SINGLE MATERIAL | METAL | DUCTS | YES | YES | 1 | 3.2 | R
KNF | DTWP FCD 1.5PCF | FIBER GLASS | FACED SINGLE MATERIAL | METAL | DUCTS | YES | YES | 1.5 | 4.8 | R
KNF | DTWP FCD 1.5PCF | FIBER GLASS | FACED SINGLE MATERIAL | METAL | DUCTS | YES | YES | 2 | 6.4 | R
KNF | DTWP FCD 1.5PCF | FIBER GLASS | FACED SINGLE MATERIAL | PLASTIC | DUCTS | YES | YES | 1.5 | 4.8 | R
KNF | DTWP FCD 1.5PCF | FIBER GLASS | FACED SINGLE MATERIAL | PLASTIC | DUCTS | YES | YES | 2 | 6.4 | R
KNF | DTWP PLN .75PCF | FIBER GLASS | SINGLE MATERIAL | NONE | DUCTS | YES | NO | 1 | 2.8 | R
KNF | DTWP PLN .75PCF | FIBER GLASS | SINGLE MATERIAL | NONE | DUCTS | YES | NO | 1.5 | 4.2 | R
KNF | DTWP PLN .75PCF | FIBER GLASS | SINGLE MATERIAL | NONE | DUCTS | YES | NO | 2 | 5.6 | R
KNF | DTWP PLN .75PCF | FIBER GLASS | SINGLE MATERIAL | NONE | DUCTS | YES | NO | 2.19 | 6 | R
KNF | DTWP PLN .75PCF | FIBER GLASS | SINGLE MATERIAL | NONE | DUCTS | YES | NO | 2.5 | 7 | R
KNF | DTWP PLN .75PCF | FIBER GLASS | SINGLE MATERIAL | NONE | DUCTS | YES | NO | 2.5 | 7 | R
KNF | DTWP PLN .75PCF | FIBER GLASS | SINGLE MATERIAL | NONE | DUCTS | YES | NO | 3 | 8.4 | R
KNF | DTWP PLN 1.0PCF | FIBER GLASS | SINGLE MATERIAL | NONE | DUCTS | YES | NO | 1.5 | 4.5 | R
KNF | DTWP PLN 1.0PCF | FIBER GLASS | SINGLE MATERIAL | NONE | DUCTS | YES | NO | 2 | 6 | R
KNF | DTWP VIN .75PCF | FIBER GLASS | FACED SINGLE MATERIAL | PLASTIC | DUCTS | YES | YES | 1.5 | 4.2 | R
KNF | DTWP VIN .75PCF | FIBER GLASS | FACED SINGLE MATERIAL | PLASTIC | DUCTS | YES | YES | 2 | 5.6 | R
KNF | DTWP VIN .75PCF | FIBER GLASS | FACED SINGLE MATERIAL | PLASTIC | DUCTS | YES | YES | 3 | 8.4 | R
KNF | PERFORMANCE+ EARTHWOOL 1000° | FIBER GLASS | FACED SINGLE MATERIAL | PAPER | PIPES | YES | YES | 0.5 | 0.23 | K
KNF | PERFORMANCE+ EARTHWOOL 1000° | FIBER GLASS | FACED SINGLE MATERIAL | PAPER | PIPES | YES | YES | 1 | 0.23 | K
KNF | PERFORMANCE+ EARTHWOOL 1000° | FIBER GLASS | FACED SINGLE MATERIAL | PAPER | PIPES | YES | YES | 1.5 | 0.23 | K
KNF | PERFORMANCE+ EARTHWOOL 1000° | FIBER GLASS | FACED SINGLE MATERIAL | PAPER | PIPES | YES | YES | 2 | 0.23 | K
KNF | PERFORMANCE+ EARTHWOOL 1000° | FIBER GLASS | FACED SINGLE MATERIAL | PAPER | PIPES | YES | YES | 2.5 | 0.23 | K
KNF | PERFORMANCE+ EARTHWOOL 1000° | FIBER GLASS | FACED SINGLE MATERIAL | PAPER | PIPES | YES | YES | 3 | 0.23 | K
KNF | PERFORMANCE+ EARTHWOOL 1000° | FIBER GLASS | FACED SINGLE MATERIAL | PAPER | PIPES | YES | YES | 3.5 | 0.23 | K
KNF | PERFORMANCE+ EARTHWOOL 1000° | FIBER GLASS | FACED SINGLE MATERIAL | PAPER | PIPES | YES | YES | 4 | 0.23 | K
KNF | PERFORMANCE+ EARTHWOOL 1000° | FIBER GLASS | FACED SINGLE MATERIAL | PAPER | PIPES | YES | YES | 4.5 | 0.23 | K
KNF | PERFORMANCE+ EARTHWOOL 1000° | FIBER GLASS | FACED SINGLE MATERIAL | PAPER | PIPES | YES | YES | 5 | 0.23 | K
KNF | PERFORMANCE+ EARTHWOOL 1000° | FIBER GLASS | FACED SINGLE MATERIAL | PAPER | PIPES | YES | YES | 5.5 | 0.23 | K
KNF | PERFORMANCE+ EARTHWOOL 1000° | FIBER GLASS | FACED SINGLE MATERIAL | PAPER | PIPES | YES | YES | 6 | 0.23 | K
* DESCRIPTION OF BRAND CODES:
KNF = KNAUF INSULATION
M-D Building Products Inc - T 1120 |  |  |  | Updated 11/19/2024
MD | 04929 | FIBER GLASS | SINGLE MATERIAL | NONE | PIPES | YES | NO | 0.5 | 1.7 | R
MD | 04937 | FIBER GLASS | SINGLE MATERIAL | NONE | PIPES | YES | NO | 0.5 | 1.7 | R
* DESCRIPTION OF BRAND CODES:
MD = M-D BUILDING PRODUCTS
Owens Corning Insulating Systems LLC - T 1428 |  |  |  | Updated 09/28/2018
FG | COMML WRAP T 75 | FIBER GLASS | FACED SINGLE MATERIAL | METAL | DUCTS | YES | YES | 1.5 | 4.2 | R
FG | COMML WRAP T 75 | FIBER GLASS | FACED SINGLE MATERIAL | METAL | DUCTS | YES | YES | 2 | 5.6 | R
FG | COMML WRAP T 75 | FIBER GLASS | FACED SINGLE MATERIAL | METAL | DUCTS | YES | YES | 3 | 8.3 | R
FG | COMML WRAP T 100 | FIBER GLASS | FACED SINGLE MATERIAL | METAL | DUCTS | YES | YES | 1.5 | 4.5 | R
FG | COMML WRAP T 100 | FIBER GLASS | FACED SINGLE MATERIAL | METAL | DUCTS | YES | YES | 2 | 6 | R
FG | COMML WRAP T 150 | FIBER GLASS | FACED SINGLE MATERIAL | METAL | DUCTS | YES | YES | 1.5 | 4.8 | R
FG | COMML WRAP T 150 | FIBER GLASS | FACED SINGLE MATERIAL | METAL | DUCTS | YES | YES | 2 | 6.4 | R
FG | DUCTWRAP | FIBER GLASS | FACED SINGLE MATERIAL | METAL | DUCTS | YES | YES | 1.5 | 4.2 | R
FG | DUCTWRAP | FIBER GLASS | FACED SINGLE MATERIAL | METAL | DUCTS | YES | YES | 2 | 5.6 | R
FG | DUCTWRAP | FIBER GLASS | FACED SINGLE MATERIAL | METAL | DUCTS | YES | YES | 2.2 | 6 | R
FG | DUCTWRAP | FIBER GLASS | FACED SINGLE MATERIAL | METAL | DUCTS | YES | YES | 3 | 8.3 | R
FG | FDM TYPE-PFT | FIBER GLASS | SINGLE MATERIAL | NONE | DUCTS | NO | NO | 1 | 0.29 | K
FG | FDM TYPE-PFT | FIBER GLASS | SINGLE MATERIAL | NONE | DUCTS | NO | NO | 1.25 | 0.29 | K
FG | FDM TYPE-PFT | FIBER GLASS | SINGLE MATERIAL | NONE | DUCTS | NO | NO | 1.5 | 0.29 | K
FG | FDM TYPE-PFT | FIBER GLASS | SINGLE MATERIAL | NONE | DUCTS | NO | NO | 1.75 | 0.29 | K
FG | FDM TYPE-PFT | FIBER GLASS | SINGLE MATERIAL | NONE | DUCTS | NO | NO | 2 | 0.29 | K
FG | FDM TYPE-PFT | FIBER GLASS | SINGLE MATERIAL | NONE | DUCTS | NO | NO | 2.25 | 0.29 | K
FG | FDM TYPE-PFT | FIBER GLASS | SINGLE MATERIAL | NONE | DUCTS | NO | NO | 2.5 | 0.29 | K
FG | FLEXWRAP-FRK | FIBER GLASS | FACED SINGLE MATERIAL | MTL/PPR | EQUIP/PIPES | YES | YES | 1 | 0.23 | K
FG | FLEXWRAP-FRK | FIBER GLASS | FACED SINGLE MATERIAL | MTL/PPR | EQUIP/PIPES | YES | YES | 1.5 | 0.23 | K
FG | FLEXWRAP-FRK | FIBER GLASS | FACED SINGLE MATERIAL | MTL/PPR | EQUIP/PIPES | YES | YES | 2 | 0.23 | K
FG | FLEXWRAP-FRK | FIBER GLASS | FACED SINGLE MATERIAL | MTL/PPR | EQUIP/PIPES | YES | YES | 2.5 | 0.23 | K
FG | FLEXWRAP-FRK | FIBER GLASS | FACED SINGLE MATERIAL | MTL/PPR | EQUIP/PIPES | YES | YES | 3 | 0.23 | K
FG | FLEXWRAP-PSK | FIBER GLASS | FACED SINGLE MATERIAL | MTL/PPR | EQUIP/PIPES | YES | YES | 1 | 0.23 | K
FG | FLEXWRAP-PSK | FIBER GLASS | FACED SINGLE MATERIAL | MTL/PPR | EQUIP/PIPES | YES | YES | 1.5 | 0.23 | K
FG | FLEXWRAP-PSK | FIBER GLASS | FACED SINGLE MATERIAL | MTL/PPR | EQUIP/PIPES | YES | YES | 2 | 0.23 | K
FG | FLEXWRAP-PSK | FIBER GLASS | FACED SINGLE MATERIAL | MTL/PPR | EQUIP/PIPES | YES | YES | 2.5 | 0.23 | K
FG | FLEXWRAP-PSK | FIBER GLASS | FACED SINGLE MATERIAL | MTL/PPR | EQUIP/PIPES | YES | YES | 3 | 0.23 | K
FG | PIPE AND TANK - ASJ | FIBER GLASS | FACED SINGLE MATERIAL | MTL/PPR | EQUIP/PIPES | YES | YES | 0.5 | 0.26 | K
FG | PIPE AND TANK - ASJ | FIBER GLASS | FACED SINGLE MATERIAL | MTL/PPR | EQUIP/PIPES | YES | YES | 1 | 0.26 | K
FG | PIPE AND TANK - ASJ | FIBER GLASS | FACED SINGLE MATERIAL | MTL/PPR | EQUIP/PIPES | YES | YES | 1.5 | 0.26 | K
FG | PIPE AND TANK - ASJ | FIBER GLASS | FACED SINGLE MATERIAL | MTL/PPR | EQUIP/PIPES | YES | YES | 2 | 0.26 | K
FG | PIPE AND TANK - ASJ | FIBER GLASS | FACED SINGLE MATERIAL | MTL/PPR | EQUIP/PIPES | YES | YES | 2.5 | 0.26 | K
FG | PIPE AND TANK - ASJ | FIBER GLASS | FACED SINGLE MATERIAL | MTL/PPR | EQUIP/PIPES | YES | YES | 3 | 0.26 | K
FG | PIPE AND TANK - ASJ | FIBER GLASS | FACED SINGLE MATERIAL | MTL/PPR | EQUIP/PIPES | YES | YES | 3.5 | 0.26 | K
FG | PIPE AND TANK - ASJ MAX | FIBER GLASS | FACED SINGLE MATERIAL | MTL/PPR | EQUIP/PIPES | YES | YES | 0.5 | 0.26 | K
FG | PIPE AND TANK - ASJ MAX | FIBER GLASS | FACED SINGLE MATERIAL | MTL/PPR | EQUIP/PIPES | YES | YES | 1 | 0.26 | K
FG | PIPE AND TANK - ASJ MAX | FIBER GLASS | FACED SINGLE MATERIAL | MTL/PPR | EQUIP/PIPES | YES | YES | 1.5 | 0.26 | K
FG | PIPE AND TANK - ASJ MAX | FIBER GLASS | FACED SINGLE MATERIAL | MTL/PPR | EQUIP/PIPES | YES | YES | 2 | 0.26 | K
FG | PIPE AND TANK - ASJ MAX | FIBER GLASS | FACED SINGLE MATERIAL | MTL/PPR | EQUIP/PIPES | YES | YES | 2.5 | 0.26 | K
FG | PIPE AND TANK - ASJ MAX | FIBER GLASS | FACED SINGLE MATERIAL | MTL/PPR | EQUIP/PIPES | YES | YES | 3 | 0.26 | K
FG | PIPE AND TANK - ASJ MAX | FIBER GLASS | FACED SINGLE MATERIAL | MTL/PPR | EQUIP/PIPES | YES | YES | 3.5 | 0.26 | K
FG | PIPE INSUL -ASJ MAX-SSL MAX | FIBER GLASS | FACED SINGLE MATERIAL | MTL/PPR | PIPES | YES | YES | 0.5 | 0.25 | K
FG | PIPE INSUL -ASJ MAX-SSL MAX | FIBER GLASS | FACED SINGLE MATERIAL | MTL/PPR | PIPES | YES | YES | 1 | 0.25 | K
FG | PIPE INSUL -ASJ MAX-SSL MAX | FIBER GLASS | FACED SINGLE MATERIAL | MTL/PPR | PIPES | YES | YES | 1.5 | 0.25 | K
FG | PIPE INSUL -ASJ MAX-SSL MAX | FIBER GLASS | FACED SINGLE MATERIAL | MTL/PPR | PIPES | YES | YES | 2 | 0.25 | K
FG | PIPE INSUL -ASJ MAX-SSL MAX | FIBER GLASS | FACED SINGLE MATERIAL | MTL/PPR | PIPES | YES | YES | 2.5 | 0.25 | K
FG | PIPE INSUL -ASJ MAX-SSL MAX | FIBER GLASS | FACED SINGLE MATERIAL | MTL/PPR | PIPES | YES | YES | 3 | 0.25 | K
FG | PIPE INSUL -ASJ MAX-SSL MAX | FIBER GLASS | FACED SINGLE MATERIAL | MTL/PPR | PIPES | YES | YES | 3.5 | 0.25 | K
FG | PIPE INSUL -ASJ MAX-SSL MAX | FIBER GLASS | FACED SINGLE MATERIAL | MTL/PPR | PIPES | YES | YES | 4 | 0.25 | K
FG | PIPE INSUL -ASJ MAX-SSL MAX | FIBER GLASS | FACED SINGLE MATERIAL | MTL/PPR | PIPES | YES | YES | 4.5 | 0.25 | K
FG | PIPE INSUL -ASJ MAX-SSL MAX | FIBER GLASS | FACED SINGLE MATERIAL | MTL/PPR | PIPES | YES | YES | 5 | 0.25 | K
FG | PIPE INSUL -ASJ MAX-SSL MAX | FIBER GLASS | FACED SINGLE MATERIAL | MTL/PPR | PIPES | YES | YES | 5.5 | 0.25 | K
FG | PIPE INSUL -ASJ MAX-SSL MAX | FIBER GLASS | FACED SINGLE MATERIAL | MTL/PPR | PIPES | YES | YES | 6 | 0.25 | K
FG | PIPE INSUL -NO WRAP | FIBER GLASS | SINGLE MATERIAL | NONE | PIPES | YES | NO | 0.5 | 0.25 | K
FG | PIPE INSUL -NO WRAP | FIBER GLASS | SINGLE MATERIAL | NONE | PIPES | YES | NO | 1 | 0.25 | K
FG | PIPE INSUL -NO WRAP | FIBER GLASS | SINGLE MATERIAL | NONE | PIPES | YES | NO | 1.5 | 0.25 | K
FG | PIPE INSUL -NO WRAP | FIBER GLASS | SINGLE MATERIAL | NONE | PIPES | YES | NO | 2 | 0.25 | K
FG | PIPE INSUL -NO WRAP | FIBER GLASS | SINGLE MATERIAL | NONE | PIPES | YES | NO | 2.5 | 0.25 | K
FG | PIPE INSUL -NO WRAP | FIBER GLASS | SINGLE MATERIAL | NONE | PIPES | YES | NO | 3 | 0.25 | K
FG | PIPE INSUL -NO WRAP | FIBER GLASS | SINGLE MATERIAL | NONE | PIPES | YES | NO | 3.5 | 0.25 | K
FG | PIPE INSUL -NO WRAP | FIBER GLASS | SINGLE MATERIAL | NONE | PIPES | YES | NO | 4 | 0.25 | K
FG | PIPE INSUL -NO WRAP | FIBER GLASS | SINGLE MATERIAL | NONE | PIPES | YES | NO | 4.5 | 0.25 | K
FG | PIPE INSUL -NO WRAP | FIBER GLASS | SINGLE MATERIAL | NONE | PIPES | YES | NO | 5 | 0.25 | K
FG | PIPE INSUL -NO WRAP | FIBER GLASS | SINGLE MATERIAL | NONE | PIPES | YES | NO | 5.5 | 0.25 | K
FG | PIPE INSUL -NO WRAP | FIBER GLASS | SINGLE MATERIAL | NONE | PIPES | YES | NO | 6 | 0.25 | K
FG | R-4.3 WATER HTR | FIBER GLASS | FACED SINGLE MATERIAL | PLASTIC | WTR HTR | YES | YES | 1.25 | 4.3 | R
FG | R-4.8 WATER HTR | FIBER GLASS | FACED SINGLE MATERIAL | PLASTIC | WTR HTR | YES | YES | 1.5 | 4.8 | R
FG | R-6.9 WATER HTR | FIBER GLASS | FACED SINGLE MATERIAL | PLASTIC | WTR HTR | YES | YES | 2 | 6.9 | R
FG | U DUCT WRAP T 50 | FIBER GLASS | SINGLE MATERIAL | NONE | DUCTS | YES | NO | 1.5 | 3.6 | R
FG | U DUCT WRAP T 50 | FIBER GLASS | SINGLE MATERIAL | NONE | DUCTS | YES | NO | 2 | 4.8 | R
FG | U DUCT WRAP T 50 | FIBER GLASS | SINGLE MATERIAL | NONE | DUCTS | YES | NO | 3 | 7.3 | R
FG | U DUCT WRAP T 75 | FIBER GLASS | SINGLE MATERIAL | NONE | DUCTS | YES | NO | 1 | 2.6 | R
FG | U DUCT WRAP T 75 | FIBER GLASS | SINGLE MATERIAL | NONE | DUCTS | YES | NO | 1.5 | 3.9 | R
FG | U DUCT WRAP T 75 | FIBER GLASS | SINGLE MATERIAL | NONE | DUCTS | YES | NO | 2 | 5.2 | R
FG | U DUCT WRAP T 75 | FIBER GLASS | SINGLE MATERIAL | NONE | DUCTS | YES | NO | 3 | 7.8 | R
FG | U DUCT WRAP T100 | FIBER GLASS | SINGLE MATERIAL | NONE | DUCTS | YES | NO | 1 | 2.8 | R
FG | U DUCT WRAP T100 | FIBER GLASS | SINGLE MATERIAL | NONE | DUCTS | YES | NO | 1.5 | 4.2 | R
FG | U DUCT WRAP T100 | FIBER GLASS | SINGLE MATERIAL | NONE | DUCTS | YES | NO | 2 | 5.6 | R
FG | U DUCT WRAP T150 | FIBER GLASS | SINGLE MATERIAL | NONE | DUCTS | YES | NO | 1 | 3 | R
FG | U DUCT WRAP T150 | FIBER GLASS | SINGLE MATERIAL | NONE | DUCTS | YES | NO | 1.5 | 4.5 | R
FG | WATER HEATER TOP | FIBER GLASS | FACED SINGLE MATERIAL | PLASTIC | WTR HTR | YES | YES | 2 | --- | ---
FG | WTRHTRKIT-CAL ED | FIBER GLASS | FACED SINGLE MATERIAL | PLASTIC | WTR HTR | YES | YES | 1.75 | 5.6 | R
FG | WTRHTRKIT-R 5.2 | FIBER GLASS | FACED SINGLE MATERIAL | PLASTIC | WTR HTR | YES | YES | 1.5 | 5.2 | R
FG | WTRHTRKIT R 6.4 | FIBER GLASS | FACED SINGLE MATERIAL | PLASTIC | WTR HTR | YES | YES | 2 | 6.4 | R
FG | WTRHTRKIT R 12 | FIBER GLASS | FACED SINGLE MATERIAL | PLASTIC | WTR HTR | YES | YES | 4 | 12 | R
* DESCRIPTION OF BRAND CODES:
FG = FIBERGLAS
Silvercote - T 1557 |  |  |  | Updated 06/30/2023
GBP | WATER HEATER | FIBER GLASS | FACED SINGLE MATERIAL | PLASTIC | WTR HTR | YES | NO | 2 | 0.31 | K
GBP | WATER HEATER | FIBER GLASS | FACED SINGLE MATERIAL | PLASTIC | WTR HTR | YES | NO | 3 | 0.3 | K
* DESCRIPTION OF BRAND CODES:
GBP = GBP SILVERCOTE
Polyisocyanurate Water Heater, Duct & Pipe Wrap
Johns Manville - T 1341 |  |  |  | Updated 01/14/2021
JM | XSPECT® ISOFOAM APF BOARD | ISOCYANURATE | FACED SINGLE MATERIAL | METAL FOIL | EQUIP/DUCT | NO | YES | 0.5 | 2.7 | R
JM | XSPECT® ISOFOAM APF BOARD | ISOCYANURATE | FACED SINGLE MATERIAL | METAL FOIL | EQUIP/DUCT | NO | YES | 1 | 6 | R
JM | XSPECT® ISOFOAM APF BOARD | ISOCYANURATE | FACED SINGLE MATERIAL | METAL FOIL | EQUIP/DUCT | NO | YES | 1.5 | 9.3 | R
JM | XSPECT® ISOFOAM APF BOARD | ISOCYANURATE | FACED SINGLE MATERIAL | METAL FOIL | EQUIP/DUCT | NO | YES | 2 | 13 | R
JM | XSPECT® ISOFOAM APF BOARD | ISOCYANURATE | FACED SINGLE MATERIAL | METAL FOIL | EQUIP/DUCT | NO | YES | 2.5 | 16 | R
JM | XSPECT® ISOFOAM APF BOARD | ISOCYANURATE | FACED SINGLE MATERIAL | METAL FOIL | EQUIP/DUCT | NO | YES | 3 | 19 | R
JM | XSPECT® ISOFOAM APF BOARD | ISOCYANURATE | FACED SINGLE MATERIAL | METAL FOIL | EQUIP/DUCT | NO | YES | 3.5 | 22 | R
JM | XSPECT® ISOFOAM APF BOARD | ISOCYANURATE | FACED SINGLE MATERIAL | METAL FOIL | EQUIP/DUCT | NO | YES | 4 | 26 | R
* DESCRIPTION OF BRAND CODES:
JM = JOHNS MANVILLE
Note on A5: CERTAINTEED
Note on A6: CERTAINTEED
Note on A7: CERTAINTEED
Note on A8: CERTAINTEED
Note on A9: CERTAINTEED
Note on A10: CERTAINTEED
Note on A11: CERTAINTEED
Note on A12: CERTAINTEED
Note on A13: CERTAINTEED
Note on A14: CERTAINTEED
Note on A15: CERTAINTEED
Note on A16: CERTAINTEED
Note on A17: CERTAINTEED
Note on A18: CERTAINTEED
Note on A19: CERTAINTEED
Note on A20: CERTAINTEED
Note on A21: CERTAINTEED
Note on A22: CERTAINTEED
Note on A23: CERTAINTEED
Note on A24: CERTAINTEED
Note on A25: CERTAINTEED
Note on A26: CERTAINTEED
Note on A27: CERTAINTEED
Note on A28: CERTAINTEED
Note on A29: CERTAINTEED
Note on A30: CERTAINTEED
Note on A31: CERTAINTEED
Note on A32: CERTAINTEED
Note on A33: CERTAINTEED
Note on A34: CERTAINTEED
Note on A35: CERTAINTEED
Note on A36: CERTAINTEED
Note on A37: CERTAINTEED
Note on A38: CERTAINTEED
Note on A39: CERTAINTEED
Note on A40: CERTAINTEED
Note on A41: CERTAINTEED
Note on A42: CERTAINTEED
Note on A43: CERTAINTEED
Note on A44: CERTAINTEED
Note on A45: CERTAINTEED
Note on A46: CERTAINTEED
Note on A47: CERTAINTEED
Note on A48: CERTAINTEED
Note on A49: CERTAINTEED
Note on A50: CERTAINTEED
Note on A51: CERTAINTEED
Note on A52: CERTAINTEED
Note on A53: CERTAINTEED
Note on A54: CERTAINTEED
Note on A55: CERTAINTEED
Note on A56: CERTAINTEED
Note on A57: CERTAINTEED
Note on A58: CERTAINTEED
Note on A59: CERTAINTEED
Note on A66: JOHNS MANVILLE
Note on A67: JOHNS MANVILLE
Note on A68: JOHNS MANVILLE
Note on A69: JOHNS MANVILLE
Note on A70: JOHNS MANVILLE
Note on A71: JOHNS MANVILLE
Note on A72: JOHNS MANVILLE
Note on A73: JOHNS MANVILLE
Note on A74: JOHNS MANVILLE
Note on A75: JOHNS MANVILLE
Note on A76: JOHNS MANVILLE
Note on A77: JOHNS MANVILLE
Note on A78: JOHNS MANVILLE
Note on A79: JOHNS MANVILLE
Note on A80: JOHNS MANVILLE
Note on A81: JOHNS MANVILLE
Note on A82: JOHNS MANVILLE
Note on A83: JOHNS MANVILLE
Note on A84: JOHNS MANVILLE
Note on A85: JOHNS MANVILLE
Note on A86: JOHNS MANVILLE
Note on A87: JOHNS MANVILLE
Note on A88: JOHNS MANVILLE
Note on A89: JOHNS MANVILLE
Note on A90: JOHNS MANVILLE
Note on A91: JOHNS MANVILLE
Note on A92: JOHNS MANVILLE
Note on A93: JOHNS MANVILLE
Note on A94: JOHNS MANVILLE
Note on A95: JOHNS MANVILLE
Note on A96: JOHNS MANVILLE
Note on A97: JOHNS MANVILLE
Note on A98: JOHNS MANVILLE
Note on A99: JOHNS MANVILLE
Note on A100: JOHNS MANVILLE
Note on A101: JOHNS MANVILLE
Note on A102: JOHNS MANVILLE
Note on A103: JOHNS MANVILLE
Note on A104: JOHNS MANVILLE
Note on A105: JOHNS MANVILLE
Note on A106: JOHNS MANVILLE
Note on A107: JOHNS MANVILLE
Note on A108: JOHNS MANVILLE
Note on A109: JOHNS MANVILLE
Note on A110: JOHNS MANVILLE
Note on A111: JOHNS MANVILLE
Note on A112: JOHNS MANVILLE
Note on A113: JOHNS MANVILLE
Note on A114: JOHNS MANVILLE
Note on A115: JOHNS MANVILLE
Note on A116: JOHNS MANVILLE
Note on A117: JOHNS MANVILLE
Note on A118: JOHNS MANVILLE
Note on A119: JOHNS MANVILLE
Note on A120: JOHNS MANVILLE
Note on A121: JOHNS MANVILLE
Note on A122: JOHNS MANVILLE
Note on A123: JOHNS MANVILLE
Note on A124: JOHNS MANVILLE
Note on A125: JOHNS MANVILLE
Note on A126: JOHNS MANVILLE
Note on A127: JOHNS MANVILLE
Note on A128: JOHNS MANVILLE
Note on A129: JOHNS MANVILLE
Note on A130: JOHNS MANVILLE
Note on A131: JOHNS MANVILLE
Note on A132: JOHNS MANVILLE
Note on A133: JOHNS MANVILLE
Note on A134: JOHNS MANVILLE
Note on A135: JOHNS MANVILLE
Note on A136: JOHNS MANVILLE
Note on A137: JOHNS MANVILLE
Note on A138: JOHNS MANVILLE
Note on A139: JOHNS MANVILLE
Note on A140: JOHNS MANVILLE
Note on A141: JOHNS MANVILLE
Note on A142: JOHNS MANVILLE
Note on A143: JOHNS MANVILLE
Note on A144: JOHNS MANVILLE
Note on A145: JOHNS MANVILLE
Note on A146: JOHNS MANVILLE
Note on A147: JOHNS MANVILLE
Note on A148: JOHNS MANVILLE
Note on A149: JOHNS MANVILLE
Note on A150: JOHNS MANVILLE
Note on A151: JOHNS MANVILLE
Note on A152: JOHNS MANVILLE
Note on A153: JOHNS MANVILLE
Note on A154: JOHNS MANVILLE
Note on A155: JOHNS MANVILLE
Note on A156: JOHNS MANVILLE
Note on A157: JOHNS MANVILLE
Note on A158: JOHNS MANVILLE
Note on A159: JOHNS MANVILLE
Note on A160: JOHNS MANVILLE
Note on A161: JOHNS MANVILLE
Note on A162: JOHNS MANVILLE
Note on A163: JOHNS MANVILLE
Note on A164: JOHNS MANVILLE
Note on A165: JOHNS MANVILLE
Note on A166: JOHNS MANVILLE
Note on A167: JOHNS MANVILLE
Note on A168: JOHNS MANVILLE
Note on A169: JOHNS MANVILLE
Note on A170: JOHNS MANVILLE
Note on A171: JOHNS MANVILLE
Note on A172: JOHNS MANVILLE
Note on A173: JOHNS MANVILLE
Note on A174: JOHNS MANVILLE
Note on A175: JOHNS MANVILLE
Note on A176: JOHNS MANVILLE
Note on A177: JOHNS MANVILLE
Note on A178: JOHNS MANVILLE
Note on A179: JOHNS MANVILLE
Note on A180: JOHNS MANVILLE
Note on A181: JOHNS MANVILLE
Note on A182: JOHNS MANVILLE
Note on A183: JOHNS MANVILLE
Note on A184: JOHNS MANVILLE
Note on A185: JOHNS MANVILLE
Note on A186: JOHNS MANVILLE
Note on A187: JOHNS MANVILLE
Note on A188: JOHNS MANVILLE
Note on A189: JOHNS MANVILLE
Note on A190: JOHNS MANVILLE
Note on A191: JOHNS MANVILLE
Note on A192: JOHNS MANVILLE
Note on A193: JOHNS MANVILLE
Note on A194: JOHNS MANVILLE
Note on A195: JOHNS MANVILLE
Note on A196: JOHNS MANVILLE
Note on A197: JOHNS MANVILLE
Note on A198: JOHNS MANVILLE
Note on A199: JOHNS MANVILLE
Note on A200: JOHNS MANVILLE
Note on A201: JOHNS MANVILLE
Note on A202: JOHNS MANVILLE
Note on A203: JOHNS MANVILLE
Note on A204: JOHNS MANVILLE
Note on A205: JOHNS MANVILLE
Note on A206: JOHNS MANVILLE
Note on A207: JOHNS MANVILLE
Note on A208: JOHNS MANVILLE
Note on A209: JOHNS MANVILLE
Note on A210: JOHNS MANVILLE
Note on A211: JOHNS MANVILLE
Note on A212: JOHNS MANVILLE
Note on A213: JOHNS MANVILLE
Note on A214: JOHNS MANVILLE
Note on A215: JOHNS MANVILLE
Note on A216: JOHNS MANVILLE
Note on A217: JOHNS MANVILLE
Note on A218: JOHNS MANVILLE
Note on A219: JOHNS MANVILLE
Note on A220: JOHNS MANVILLE
Note on A221: JOHNS MANVILLE
Note on A222: JOHNS MANVILLE
Note on A223: JOHNS MANVILLE
Note on A224: JOHNS MANVILLE
Note on A225: JOHNS MANVILLE
Note on A226: JOHNS MANVILLE
Note on A227: JOHNS MANVILLE
Note on A228: JOHNS MANVILLE
Note on A229: JOHNS MANVILLE
Note on A230: JOHNS MANVILLE
Note on A231: JOHNS MANVILLE
Note on A232: JOHNS MANVILLE
Note on A233: JOHNS MANVILLE
Note on A234: JOHNS MANVILLE
Note on A235: JOHNS MANVILLE
Note on A236: JOHNS MANVILLE
Note on A237: JOHNS MANVILLE
Note on A238: JOHNS MANVILLE
Note on A239: JOHNS MANVILLE
Note on A240: JOHNS MANVILLE
Note on A241: JOHNS MANVILLE
Note on A242: JOHNS MANVILLE
Note on A243: JOHNS MANVILLE
Note on A244: JOHNS MANVILLE
Note on A245: JOHNS MANVILLE
Note on A246: JOHNS MANVILLE
Note on A247: JOHNS MANVILLE
Note on A248: JOHNS MANVILLE
Note on A249: JOHNS MANVILLE
Note on A250: JOHNS MANVILLE
Note on A251: JOHNS MANVILLE
Note on A252: JOHNS MANVILLE
Note on A253: JOHNS MANVILLE
Note on A254: JOHNS MANVILLE
Note on A255: JOHNS MANVILLE
Note on A256: JOHNS MANVILLE
Note on A257: JOHNS MANVILLE
Note on A258: JOHNS MANVILLE
Note on A259: JOHNS MANVILLE
Note on A260: JOHNS MANVILLE
Note on A261: JOHNS MANVILLE
Note on A262: JOHNS MANVILLE
Note on A263: JOHNS MANVILLE
Note on A264: JOHNS MANVILLE
Note on A265: JOHNS MANVILLE
Note on A266: JOHNS MANVILLE
Note on A267: JOHNS MANVILLE
Note on A268: JOHNS MANVILLE
Note on A269: JOHNS MANVILLE
Note on A270: JOHNS MANVILLE
Note on A271: JOHNS MANVILLE
Note on A272: JOHNS MANVILLE
Note on A273: JOHNS MANVILLE
Note on A274: JOHNS MANVILLE
Note on A275: JOHNS MANVILLE
Note on A276: JOHNS MANVILLE
Note on A277: JOHNS MANVILLE
Note on A278: JOHNS MANVILLE
Note on A279: JOHNS MANVILLE
Note on A280: JOHNS MANVILLE
Note on A281: JOHNS MANVILLE
Note on A282: JOHNS MANVILLE
Note on A283: JOHNS MANVILLE
Note on A284: JOHNS MANVILLE
Note on A285: JOHNS MANVILLE
Note on A286: JOHNS MANVILLE
Note on A287: JOHNS MANVILLE
Note on A288: JOHNS MANVILLE
Note on A289: JOHNS MANVILLE
Note on A290: JOHNS MANVILLE
Note on A291: JOHNS MANVILLE
Note on A292: JOHNS MANVILLE
Note on A293: JOHNS MANVILLE
Note on A294: JOHNS MANVILLE
Note on A295: JOHNS MANVILLE
Note on A296: JOHNS MANVILLE
Note on A297: JOHNS MANVILLE
Note on A298: JOHNS MANVILLE
Note on A299: JOHNS MANVILLE
Note on A300: JOHNS MANVILLE
Note on A301: JOHNS MANVILLE
Note on A302: JOHNS MANVILLE
Note on A303: JOHNS MANVILLE
Note on A304: JOHNS MANVILLE
Note on A305: JOHNS MANVILLE
Note on A306: JOHNS MANVILLE
Note on A307: JOHNS MANVILLE
Note on A308: JOHNS MANVILLE
Note on A309: JOHNS MANVILLE
Note on A310: JOHNS MANVILLE
Note on A311: JOHNS MANVILLE
Note on A312: JOHNS MANVILLE
Note on A313: JOHNS MANVILLE
Note on A314: JOHNS MANVILLE
Note on A315: JOHNS MANVILLE
Note on A316: JOHNS MANVILLE
Note on A317: JOHNS MANVILLE
Note on A318: JOHNS MANVILLE
Note on A319: JOHNS MANVILLE
Note on A320: JOHNS MANVILLE
Note on A321: JOHNS MANVILLE
Note on A322: JOHNS MANVILLE
Note on A323: JOHNS MANVILLE
Note on A324: JOHNS MANVILLE
Note on A325: JOHNS MANVILLE
Note on A326: JOHNS MANVILLE
Note on A327: JOHNS MANVILLE
Note on A328: JOHNS MANVILLE
Note on A329: JOHNS MANVILLE
Note on A330: JOHNS MANVILLE
Note on A331: JOHNS MANVILLE
Note on A332: JOHNS MANVILLE
Note on A333: JOHNS MANVILLE
Note on A334: JOHNS MANVILLE
Note on A335: JOHNS MANVILLE
Note on A336: JOHNS MANVILLE
Note on A337: JOHNS MANVILLE
Note on A338: JOHNS MANVILLE
Note on A339: JOHNS MANVILLE
Note on A340: JOHNS MANVILLE
Note on A341: JOHNS MANVILLE
Note on A342: JOHNS MANVILLE
Note on A343: JOHNS MANVILLE
Note on A344: JOHNS MANVILLE
Note on A345: JOHNS MANVILLE
Note on A346: JOHNS MANVILLE
Note on A347: JOHNS MANVILLE
Note on A348: JOHNS MANVILLE
Note on A349: JOHNS MANVILLE
Note on A350: JOHNS MANVILLE
Note on A351: JOHNS MANVILLE
Note on A352: JOHNS MANVILLE
Note on A353: JOHNS MANVILLE
Note on A354: JOHNS MANVILLE
Note on A355: JOHNS MANVILLE
Note on A356: JOHNS MANVILLE
Note on A357: JOHNS MANVILLE
Note on A358: JOHNS MANVILLE
Note on A359: JOHNS MANVILLE
Note on A360: JOHNS MANVILLE
Note on A361: JOHNS MANVILLE
Note on A362: JOHNS MANVILLE
Note on A363: JOHNS MANVILLE
Note on A372: KNAUF INSULATION
Note on A373: KNAUF INSULATION
Note on A374: KNAUF INSULATION
Note on A375: KNAUF INSULATION
Note on A376: KNAUF INSULATION
Note on A377: KNAUF INSULATION
Note on A378: KNAUF INSULATION
Note on A379: KNAUF INSULATION
Note on A380: KNAUF INSULATION
Note on A381: KNAUF INSULATION
Note on A382: KNAUF INSULATION
Note on A383: KNAUF INSULATION
Note on A384: KNAUF INSULATION
Note on A385: KNAUF INSULATION
Note on A386: KNAUF INSULATION
Note on A387: KNAUF INSULATION
Note on A388: KNAUF INSULATION
Note on A389: KNAUF INSULATION
Note on A390: KNAUF INSULATION
Note on A391: KNAUF INSULATION
Note on A392: KNAUF INSULATION
Note on A393: KNAUF INSULATION
Note on A394: KNAUF INSULATION
Note on A395: KNAUF INSULATION
Note on A396: KNAUF INSULATION
Note on A397: KNAUF INSULATION
Note on A398: KNAUF INSULATION
Note on A399: KNAUF INSULATION
Note on A400: KNAUF INSULATION
Note on A401: KNAUF INSULATION
Note on A402: KNAUF INSULATION
Note on A403: KNAUF INSULATION
Note on A404: KNAUF INSULATION
Note on A405: KNAUF INSULATION
Note on A406: KNAUF INSULATION
Note on A407: KNAUF INSULATION
Note on A408: KNAUF INSULATION
Note on A409: KNAUF INSULATION
Note on A410: KNAUF INSULATION
Note on A411: KNAUF INSULATION
Note on A412: KNAUF INSULATION
Note on A413: KNAUF INSULATION
Note on A414: KNAUF INSULATION
Note on A415: KNAUF INSULATION
Note on A416: KNAUF INSULATION
Note on A417: KNAUF INSULATION
Note on A418: KNAUF INSULATION
Note on A419: KNAUF INSULATION
Note on A420: KNAUF INSULATION
Note on A421: KNAUF INSULATION
Note on A422: KNAUF INSULATION
Note on A423: KNAUF INSULATION
Note on A424: KNAUF INSULATION
Note on A425: KNAUF INSULATION
Note on A426: KNAUF INSULATION
Note on A427: KNAUF INSULATION
Note on A428: KNAUF INSULATION
Note on A429: KNAUF INSULATION
Note on A430: KNAUF INSULATION
Note on A431: KNAUF INSULATION
Note on A432: KNAUF INSULATION
Note on A433: KNAUF INSULATION
Note on A434: KNAUF INSULATION
Note on A435: KNAUF INSULATION
Note on A436: KNAUF INSULATION
Note on A443: M-D BUILDING PRODUCTS
Note on A444: M-D BUILDING PRODUCTS
Note on A451: FIBERGLAS
Note on A452: FIBERGLAS
Note on A453: FIBERGLAS
Note on A454: FIBERGLAS
Note on A455: FIBERGLAS
Note on A456: FIBERGLAS
Note on A457: FIBERGLAS
Note on A458: FIBERGLAS
Note on A459: FIBERGLAS
Note on A460: FIBERGLAS
Note on A461: FIBERGLAS
Note on A462: FIBERGLAS
Note on A463: FIBERGLAS
Note on A464: FIBERGLAS
Note on A465: FIBERGLAS
Note on A466: FIBERGLAS
Note on A467: FIBERGLAS
Note on A468: FIBERGLAS
Note on A469: FIBERGLAS
Note on A470: FIBERGLAS
Note on A471: FIBERGLAS
Note on A472: FIBERGLAS
Note on A473: FIBERGLAS
Note on A474: FIBERGLAS
Note on A475: FIBERGLAS
Note on A476: FIBERGLAS
Note on A477: FIBERGLAS
Note on A478: FIBERGLAS
Note on A479: FIBERGLAS
Note on A480: FIBERGLAS
Note on A481: FIBERGLAS
Note on A482: FIBERGLAS
Note on A483: FIBERGLAS
Note on A484: FIBERGLAS
Note on A485: FIBERGLAS
Note on A486: FIBERGLAS
Note on A487: FIBERGLAS
Note on A488: FIBERGLAS
Note on A489: FIBERGLAS
Note on A490: FIBERGLAS
Note on A491: FIBERGLAS
Note on A492: FIBERGLAS
Note on A493: FIBERGLAS
Note on A494: FIBERGLAS
Note on A495: FIBERGLAS
Note on A496: FIBERGLAS
Note on A497: FIBERGLAS
Note on A498: FIBERGLAS
Note on A499: FIBERGLAS
Note on A500: FIBERGLAS
Note on A501: FIBERGLAS
Note on A502: FIBERGLAS
Note on A503: FIBERGLAS
Note on A504: FIBERGLAS
Note on A505: FIBERGLAS
Note on A506: FIBERGLAS
Note on A507: FIBERGLAS
Note on A508: FIBERGLAS
Note on A509: FIBERGLAS
Note on A510: FIBERGLAS
Note on A511: FIBERGLAS
Note on A512: FIBERGLAS
Note on A513: FIBERGLAS
Note on A514: FIBERGLAS
Note on A515: FIBERGLAS
Note on A516: FIBERGLAS
Note on A517: FIBERGLAS
Note on A518: FIBERGLAS
Note on A519: FIBERGLAS
Note on A520: FIBERGLAS
Note on A521: FIBERGLAS
Note on A522: FIBERGLAS
Note on A523: FIBERGLAS
Note on A524: FIBERGLAS
Note on A525: FIBERGLAS
Note on A526: FIBERGLAS
Note on A527: FIBERGLAS
Note on A528: FIBERGLAS
Note on A529: FIBERGLAS
Note on A530: FIBERGLAS
Note on A531: FIBERGLAS
Note on A532: FIBERGLAS
Note on A533: FIBERGLAS
Note on A534: FIBERGLAS
Note on A535: FIBERGLAS
Note on A536: FIBERGLAS
Note on A543: GBP SILVERCOTE
Note on A544: GBP SILVERCOTE
Note on A552: JOHNS MANVILLE
Note on A553: JOHNS MANVILLE
Note on A554: JOHNS MANVILLE
Note on A555: JOHNS MANVILLE
Note on A556: JOHNS MANVILLE
Note on A557: JOHNS MANVILLE
Note on A558: JOHNS MANVILLE
Note on A559: JOHNS MANVILLE